## Overview
CALCULATING HARDWARE REQUIREMENTS FOR athenaPractice™ V25
athenaPractice was formerly known as Centricity Practice Solution (CPS). Centricity is a registered trademark of General Electric Company.
Version 9/26/2024
©2020 VVC Holding Corp. All rights reserved. Confidential and Proprietary Materials
Use this workbook to estimate the server requirements for your athenaPractice v25 installation. Provide an estimate of the number of practitioners, patients and other clinical data. The workbook will help you calculate the memory, disk storage and I/O throughput (IOPS) required on your Windows Server to ensure good performance. It will also compare the recommended specifications to your proposed installation and will flag deficiencies.
NOTE: Hardware specifications in this calculator have been significantly updated to include best-practice recommendations to enable improved performance while using athenaPractice
NOTE: These calculations are based on the most current specifications and are subject to change without notice. For All virtual machine (VM) calculations: virtual CPU, virtual RAM, and virtual storage allocations are predicated on a 1:1 mapping between physical cores (logical with hyper-threading enabled) / RAM / storage and virtual cores / RAM / storage. In addition, all CPU recommendations are predicated on the use of Intel Xeon(R) Gold 6242 or higher CPUs.
The workbook includes eight worksheets (including this Overview sheet): Please make sure to complete all blue cells.
Clinical Info: The information requested includes workstation, provider count, patient count, and other clinical related information from which to build a sizing estimate for your athenaPractice or athenaFlow system. In most cases the clinic project manager or other clinic personnel should be able to complete this tab.
Database Server Info: Please have your IT staff or IT Services provider complete this tab. Information requested includes questions about your 64-bit Windows Server and Virtualization environment if applicable. This section will display RAM, CPU core, and disk drive environment recommendations based on the answers supplied.
Citrix or Terminal Server Info: If not using Citrix or Windows Terminal Services, please answer “no” to the first question and proceed to the next tab. If you are using Citrix or Windows Terminal Services, please supply requested information regarding your proposed Citrix or WTS environment. Specifications for Virtual or Stand-alone environments will be displayed based on your answers.
Virtualized Config Checklist: Please complete if you are running your athenaPractice servers in a Virtualized environment (supported are VMware or Hyper-V). Enter the specifications for each Virtual Machine as well as your Vmhosts. Your input will be compared to the appropriate resources assigned based on earlier input and will be flagged if the environments do not meet specifications.
Patient Education Checklist: This tab will help you determine the amount of storage that is needed to Store Patient Education information. Please seek help from your IT staff or IT Services provider to create storage
Physical Config Checklist: Please complete if you are running your athenaPractice using separate physical servers. Enter the specifications for each server in the blue entry cells. Your input will be compared to the appropriate resources assigned based on earlier input and will be flagged if the environments do not meet specifications.
Add On & Desktop Applications: Static configurations for client workstations and various 3rd party components / applications.
Network Bitrate Calculations: Use this tab to calculate your network throughput requirements for either 2-tier (fat client) or 3-tier (Citrix or Windows Terminal Services) deployments. Fill in the numbers for each type of user in the site you wish to estimate.
Warnings: Check this tab for information regarding any deficiencies with your configuration or fields with missing data.
Reset All Defaults

## Copyright Notice
Copyright Notice ©2025 VVC Holding Corp. All rights reserved. CPT copyright ©2023 American Medical Association. All rights reserved. Fee schedules, relative value units, conversion factors and/or related components are not assigned by the AMA, are not part of CPT, and the AMA is not recommending their use. The AMA does not directly or indirectly practice medicine or dispense medical services. The AMA assumes no liability for data contained or not contained herein.
Confidentiality and Non-Disclosure This document, and all information contained herein, is the confidential and proprietary information and property of VVC Holding Corp. and subject to confidentiality and/or non-disclosure provisions between you and VVC Holding Corp. If you are not both (i) a current customer licensed to use the product referenced on the cover page of this document and (ii) subject to an agreement containing non-disclosure provisions with VVC Holding Corp., you are not authorized to access this document. No part of this document, or any information contained herein, may be reproduced in any form, or incorporated into any information retrieval system, electronic or mechanical, without the explicit written permission of VVC Holding Corp. Inquiries regarding copying and/or using the materials contained in this document for any and all purposes outside of the limited scope described herein shall be provided in written form to the address listed below and shall be addressed to the attention of the General Counsel. You should only share sensitive data if required and shall at all times operate in accordance with all applicable laws.
Trademarks CPT is a registered trademark of the American Medical Association. All other product names and logos are trademarks or registered trademarks of their respective companies.
Disclaimers Any information related to clinical functionality is intended for clinical professionals, and any use of the software, or the information contained therein, should neither circumvent nor take precedence over required patient care, nor should it impede the human intervention of attending nurses, physicians or other medical personnel in a manner that would have a negative impact on patient health. This information does not constitute legal, financial, coding, or regulatory advice in connection with your use of the product or service. Please consult your professional advisors for any such advice. The products and services described herein do not code medical procedures. Clinical content accessible via the software is for customer’s reference and convenience only and is not a substitute for the knowledge, expertise and judgment of physicians or other healthcare professionals in patient diagnosis and treatment. Customer, and all related users, is solely responsible for using its professional judgment in the use of any clinical content, and for training its healthcare providers on the use of the content. Additionally, all clinical and medical treatment, diagnostic and/or billing decisions are the exclusive responsibility of the Customer and for which the Customer shall retain sole liability. Any and all forms provided in the software are examples of forms that could be created or revised by professional healthcare providers using the software, and such example forms and content may not have been recently updated. Customer is solely responsible for reviewing all clinical content and forms on an ongoing basis and ensuring they understand how they work.
Please send comments to KnowledgeServicesOrganization
Company Address VVC Holding Corp. 80 Guest Street Boston, MA 02135

## Clinical Info
Please complete all blue cells |  |  | Ues Scale Factors? | Yes | Base factors |  | Clinical Info | Select One: | Will you be upgrading to CPS/PM only, CPS/EMR only, or combined:
Clinical Information (Please use this section to enter clinical information pertaining to your organization) |  |  | db cpu scale factor = | 1 | 1 | 1.25 |  | (PM only)
Customer name: |  |  | jboss cpu scale factor = | 1 | 1 | 2 |  | (PM+EMR)
Contact name: |  |  | db RAM scale factor = | 1 | 1 | 1.2 |  | (EMR only)
Contact Email: |  |  | jboss RAM scale factor= | 1 | 1 | 2 |  | CEMR | What is your current version of athenaPractice: | What is your current version of CEMR:
Are you installing athenaPractice PM only, PM+EMR, or EMR only? | Select One: |  | bitrate scale factor= | 1.2 | 1.2 | 1.2 | Clinical Info | Select One: | Select One: | Select One:
Please select your current version of athenaPractice: | Select One: |  | burstrate scale factor= | 1.05 | 1.05 | 1.05 |  | V22 | PM04 | EMR 5.6
Enter the total number of medical practitioners : |  | Please include Physicians, Nurses, Practioners, PA's, etc. | [5 empty] | V23 | 2006 | EMR 6.1
Enter the estimated number of concurrent users: |  | Please include all concurrent users, including used by practitioners | Max_user_load | 3500 |  |  |  | V24 | 9 | EMR 9.2
How many years into the future do you plan on keeping your servers or storage? (This value is used in calculating storage requirements) |  | The hardware calculator will attempt to predict the size of your Database in "x" years (where x is the value entered in this field) | old_max_user_load | 3000 |  |  |  |  | 9.5 | EMR 9.5
How many patients do you currently have in your DataBase? (Active/Inactive) | [8 empty] | 10.1 | EMR 9.6
Level of Clinical Auditing to be enabled? -->Full auditing is all options enabled. Default is out of the box configuration. | Select One: | Audit data is collected and logs patient user access such as changes to records, views of records and is viewed by Crystal Reports. Full auditing requires more available disk space. | [6 empty] | 11 | EMR 9.8
Will ePrescribing be enabled? | Select One: | If not using ePrescribing or PM-only installation, select 'No'. | [6 empty] | 12 | New Install(v9.10)
Enter Formulary Load Time Window (in minutes): | 240 | This is the amount of time, in minutes, you want the formulary(s) to load in (1000 is the default) This is a monthly batch job to update insurance reimbursement amounts for medications that should run during non-business hours. If your business needs a smaller window during which this job can run, more disk drives with high performance will be required. If you are not sure about the value, please leave the 1000 minutes in this cell | [6 empty] | 12.2
The following items are for images stored in the athenaPractice SQL Database directly. If utilizing an external document management system instead to store these images, you can skip items 16, 17, and 18.
Do you scan images into a separate document manager server?
Percent of patient visits that will generate a scanned document image attachment: |  | Assuming 1 document image per patient visit - jpeg, bmp, tiff formats. Please note that these values are for images/attachments to be stored within the athenaPractice database ONLY, not documents that are stored in a separate document management system and referenced from athenaPractice. NOTE: DICOM (Radiology Images) are not accounted for in this area. | 0.1 | 1 | Audit index/Flag
Percent of images that are camera images such as dermatology conditions, rashes, etc. (2MB maximum size per image): |  |  |  | 1 | eRx Enabled |  | Clinical Info | Select One: | Level of Clinical Auditing to be enabled? | Scan data | Select One:
Percent of images that are clinical library sketches or scanned images such as insurance cards, driver licenses, ID's (50KB average size per image): | [7 empty] | Default Auditing |  |  | Yes
Enter the approximate number (not percentage) of patients with digital photo attached to their Medical Record: |  | i.e. Images of patient photos captured into system via Digital Camera | [5 empty] | Full Auditing |  |  | No
Please complete Row 22 if you have Do you have significant amount of records run/processed as part of Nightly Jobs like Clinical Quality Measure, Functional Measures, HCC and Medication Management Data synchronization and FHIR resources
Do you process a substantial volume of data during nightly jobs, such as Clinical Quality Measures, Functional Measures, HCC, and Medication Management Data synchronization? And also is there substancial exchange of healthcare information by other healthcare systems using FHIR(Fast Healthcare Interoperability Resources) | Select One: | For more details,please refer to the Knowledge Article 000125493 | [5 empty] | Yes
No
[7 empty] | Clinical Info | Select One:
Yes
No
Reset Defaults

## Database Server Info
Please complete all blue cells | [15 empty] | 1 | db server scale factor
Database Server Information Use this section to estimate memory, disk space and I/O throughput requirements for the SQL Database Server - Make sure 'Clinical Info' Tab is filled out first! | [15 empty] | 0.015225 | vcpu multiplier |  | Windows Server Info | Select One: | Will your server be virtualized? If yes, specify the technology:
Will the database server be virtualized (Note: this also assumes the same answer for the application server) ?: | [9 empty] | Select One: |  |  | 1 | < Enter number of databases to be installed (default is 1). | user ram | 0.0145 | cpu multiplier |  |  | Yes - VMWare
Will the DBase and App Server be combined on the same server ? | [9 empty] | Select One: |  | Select One: |  |  | 0 | 0 | T7 |  |  | Yes- Hyper-V
Enter the existing athenaPractice database size. If multiple databases, enter total size. Please enter only numeric value in GB. | [10 empty] | GB (If new install enter zero) |  |  |  |  | FALSE | T9 |  |  | Not Virtualized
Enter the size of the existing Centricity EMR 9.x Oracle dbase if being migrated to CPS. If not Migrating from Centricity Oracle EMR or if you are PM-only leave at 0 please | [10 empty] | GB |  |  |  |  | 1 | Audit Flag
Will the athenaPractice staging area / client install be located on the same server and volume as the athenaPractice database? | [9 empty] | Select One: | Will the new server be used for software install and as a temporary staging area while the data base is being converted? |  |  |  |  | 0.65 | eRx Enabled |  | Windows Server Info | Select One: | Will the CPS staging area / client install be located on the same server and volume as the Centricity 10.x database?
Enter size of individual hard drives or SSD's to be used for the database in GB (if varies or unknown, please enter 300) | [10 empty] | GB | [8 empty] | Yes | AV? | Select One: |  | Abhijit New Formaula for Calculation of DB RAM and CPU
Enter the Windows Server Version for all Servers/VM's (Standard Or Enterprise Or Datacenter) | [9 empty] | Select One: | [5 empty] | 0.65 | Fmy iops scale |  |  | No |  | Yes | 0 | Num of Concurrent users | 0 | RAM Calculation
Enter the SQL Server Version for all Servers/VM's (Standard Or Enterprise) Note: SQL Server versions in the drop down are the only server versions supported for athenaPractice V20. If you’re running SQL Server Standard Edition, please verify with the Microsoft web site to validate proper RAM and CPU configurations to ensure optimal utilization with that particular version of SQL Server | [9 empty] | Select One: | [11 empty] | No |  | CPU round off | 55 | 1 GB Ram every 12 users | 12
Enter the memory requirement for optionally loaded executables (ie AV, backup agents, etc.) | [10 empty] | . | Select One: | < AV real time scanning enabled? |  | 1024 | 1024 | multi cpu ram factor - Add an addition 1 GB (1024 MB) RAM for every 10 vcpus | [6 empty] | CPU calc | 4 | Basic Ram Req | 16
Additional disk space needed for staging area / client install on volume: | [9 empty] | 0 | MB |  |  |  |  | 2 | vcpu count |  | Windows Server Info | Select One: | If you are not virtualizing, will you be running separate DBase and App Servers ? |  |  | Total CPU | 4 | Total RAM in GB | 12
Windows Server Requirements | [19 empty] | Yes
Minimum server database disk space needed for athenaPractice: | [9 empty] | 0 | GB |  |  |  | 0 | MB or |  |  |  | No
Total Windows memory requirements: | [9 empty] | 4 | GB |  |  |  | 4096 | MB
Memory required for athenaPractice V25 and SQL Server: | [9 empty] | 9 | GB |  |  |  | 9216 | MB or |  |  | Windows Server Levels | Select One: | SQL Server Levels | Select One: |  | Dbase server info, Physical Server info
Total Database Server Memory Required in Gigabytes: | [9 empty] | 12 | GB |  |  |  | 12288 | MB or | 12 | GB |  | Windows Server 2016 64-bit |  | SQL Server 2016 SP2 & SP3
Recommended Processor configuration: NOTE - Virtual Processors (2 processor cores x hyper-threading = 4 vCPUs) = Logical Processors | [9 empty] | 4 | Virtual/Logical Processors |  |  |  | 12288 | MB or |  |  |  | Windows Server 2019 64-bit |  | SQL Server 2017
[20 empty] | Windows Server 2022 64-bit |  | SQL Server 2019
Number of spindles and RAID level needed for the noted database file types for adequate performance of athenaPractice: | [14 empty] | 1 | #Multi-core CPUs |  | 2 | #Cores per CPU |  |  | SQL Server 2022 (See Config Guide)
|  | Recommended | [5 empty] | Required |  |  |  | Required # of Hard disks |  | This is an estimated spindle count to accommodate the projected IOPS load. Please work with your storage vendor to validate that your storage system configuration will handle the IOPS load.
|  | RAID DB File | Usable | Daily Operation |  | Database Storage |  | Interface | Select Disk Type and Raid |  | Current | Optimized for DB IOPS | [10 empty] | Index | Raid Levels | Write Pnlty | Index | RPM | IOPS | Index
|  | Storage | Disk Space | IOPS | IOPS | Data Access Characteristics |  | Throughput | level for each DB file type: |  | Hard disk | Performance | [10 empty] | 1 | Select One: | Select One: | 1 | Select One: | Select One: | 1
DB file type |  | RAID level | Needed GB | Reads | Writes | I/O Type | I/O Avg Size (bytes) | Gb / sec | Disk Type | Raid Level | Count | Required Spindle Count |  |  | idx | Disk type | idx | Raid level |  | FMY IOPS | User IOPS |  | 2 | 1 | 2 | 2 | 7.2K_SATA | 75 | 2
Datafiles/TempDB: |  | 1,10,5,6 | 6.1719 | 0 | 0 | Random | 65535 | 0 | Select One: | Select One: |  |  |  |  | 1 | Select One: | 1 | Select One: |  | per data load | per 8hr day |  | 3 | 5 | 4 | 3 | 10K_SATA | 125 | 3
Transaction Logs: |  | 1,10 | 7 | 0 | 0 | Sequential | 65535 | 0 | Select One: | Select One: |  |  |  |  | 1 | Select One: | 1 | Select One: | redo: | 6332782 | 72000 |  | 4 | 6 | 6 | 4 | 10K_SAS | 140 | 4
[6 empty] | Random | 65535 |  | Select One: | Select One: |  |  |  |  | 1 | Select One: | 1 | Select One: | reads: | 6895166 | 36000 |  | 5 | 10 | 2 | 5 | 15K_SAS | 180 | 5
DB backups: |  | 5 | 8.1719 |  |  |  | Select Storage type:> | Select One: | Tot TP Gb/s | Total HDDs:> | [8 empty] | writes: | 7686426 | 36000 |  |  | Raid Levels | Perf Pnlty | 6 | 15K_FC | 185 | 6
|  |  | Total IOPS required by athenaPractice database:> | 0 | 0 |  | Select Interface Controller type:> | Select One: | 0 |  |  | <:Interface controller throughput |  |  |  | #N/A |  |  |  | IOPS | IOPS |  | 1 | 1 | 0 | 7 | eSSD | 1800 | 7
[7 empty] | Select SAN Manufacturer:> | Select One: | [7 empty] | #N/A |  |  | Tablespace | Reads | Writes |  | 2 | 5 | 1
Note 1: | Note: Any storage used within a VM that is hosting a athenaPractice database needs to be physically reserved for the DB, especially if located on a SAN. No other process are allowed to run on the DB or application servers. This means that the hard disks/spindles/luns within the SAN need to be dedicated to the DB server's use exclusively. Hard disks and spindles refer to the same physical disk, be it traditional harddisk or solid state drive. | [14 empty] | #VALUE! |  |  | Logician data space | 0.07273 | 0.049018 |  | 3 | 6 | 2
Note 2: | The number of hard disks/spindles specified above refer to the total number of disks in the raid set. Your effective storage space will vary depending on RAID level. | [13 empty] | Formulary Loads |  |  |  | Docimages data space | 0.005 | 0.005 |  | 4 | 10 | 0 |  | Storage: | Select One:
Note 3: | The storage requirements specified above are in addition to the RAID 1 set(s) required for the OS, SQL Server binaries and swapfile. | [13 empty] | IOPS | IOPS |  |  | Logician Index | 0.7041 | 0.44221 | [6 empty] | Internal
Note 4: | 15K rpm disks or better recommended for performance. | [13 empty] | Reads | Writes |  |  | Logician Audit data space | 0.020969 | 0.053364 |  |  | Required Raw |  |  |  | DAS
Note 5: | For user loads over 25, a caching RAID controller is STRONGLY RECOMMENDED. | [13 empty] | 259.6661 | 197.2278 |  |  | L3 | 0.011496 | 0.01386 |  |  | Disks Optimized for |  |  |  | SAN
Note 6: | There are many ways to provide adequate I/O performance. The table above describes one possibility. | [13 empty] | 28.5855 | 600.295 |  |  | Photo space | 0.005 | 0.005 |  |  | DB IOPS Performance
Note 7: | FC = Fiber Channel, eSSD = enterprise class Solid State Drive. | [17 empty] | Misc. (Tutorial+Maint+Temp)* | 0.20228 | 0.060868 |  | Disk Count | Daily | Formulary | Storage | Controller: | Select One: | thru-put/s (Gps)
Note 8: | IOPS for eSSD is assumed to be 1800 per drive. Many available models of enterprise-class eSSD drives have higher IOPS ratings. | [17 empty] | Oracle Bin/db build scripts | 0.005 | 0 | [6 empty] | SATA r1 | 1.2
Note 9: | DB backups storage requirements are included for storage planning purposes. | [13 empty] | 288.2515 | 797.5228 |  |  | ReadOnly* | 0.005 | 0 | [6 empty] | SATA r2 | 2.4
Note 10: | For best performance, maintain at minimum 20% free drive space on your database storage volumes. | [13 empty] | 288.2515 | 797.5228 |  |  | ReadOnly* | 0.005 | 0 | [6 empty] | SATA r2 | 2.4
Note 11: | Storage interface throughput limits per channel: iSCSI - 1Gb(100MB), 2Gb(200MB), 3Gb(300MB), 4Gb(400MB) or 10Gb (1GB); Fiber Channel - 4Gb (400MB) or 8Gb (800MB); SAS - 3Gb (300MB) or 6Gb (600MB). | [17 empty] | Redo1 log space* | 0.05 | 1 | [6 empty] | SATA r3 | 4.8
[19 empty] | Redo2 log space* | 0.05 | 1 | [6 empty] | 3G SAS | 3
|  | All sizes in MB | [6 empty] | Enter the total number of medical practitioners : | [9 empty] | Undo* | 0.0034251 | 0.50783 | [6 empty] | 6G SAS | 6
|  | 1200 | Base db size incl binaries, existing db |  |  |  | clin info h8 | 0 | Please include Physicians, Nurses, Practioners, PA's, etc. | [9 empty] | Archive space* | 0 | 0.1 |  |  | SAN Head | Reduction Factor | Index |  | 12G SAS | 12
|  | 0 | image data |  |  |  | clin info h10 | 0 | The hardware calculator will attempt to predict the size of your Database in "x" years (where x is the value entered in this field) | [14 empty] | Select One: | 1 | 1 |  | 22.5G SAS | 22
total db |  | 0 | eRx data |  |  |  | clin info h11 | 0 | 0 | [14 empty] | EMC | 0.7 | 2 |  | 1G iSCSI | 1
size (MB) | 0 | 0 | auditing data |  |  |  | clin info h13 | Select One: | Will ePrescribing be enabled? | [14 empty] | NetApp | 0.8 | 3 |  | 2G iSCSI | 2
|  | 0 | pt photos | [20 empty] | Smart Flash Controller | 0.85 | 4 |  | 3G iSCSI | 3
|  | 0 | existing pt data growth |  |  |  | clin info h15 | 0% | Percent of patient visits that will generate a scanned document image attachment: | [14 empty] | No Caching Controller | 1 | 5 |  | 4G iSCSI | 4
|  | 0 | concurrent user sizing |  |  |  | clin info h16 | 0% | Percent of images that are camera images such as dermatology conditions, rashes, etc. (2MB maximum size per image): | [14 empty] | Spindle count reduction factor: | 1 |  |  | 10G iSCSI | 10
|  | 1200 | total |  |  |  | clin info h17 | #REF! | Percent of images that are clinical library sketches or scanned images such as insurance cards, driver licenses, ID's (50KB average size per image): | [14 empty] | Modified counts checking for odd counts for raid10 |  |  |  | 4G FC | 4
|  | 5120 | temp db |  |  |  | clin info h18 | 0 | Enter the approximate number (not percentage) of patients with digital photo attached to their Medical Record: | [14 empty] | Daily | Formulary | Storage |  | 8G FC | 8
|  | 7168 | transaction log space | [5 empty] | i.e. Images of patient photos captured into system via Digital Camera | [14 empty] | #VALUE! | #VALUE!
[7 empty] | p4 | 0 | T7 | [14 empty] | #VALUE! | #VALUE!
[7 empty] | k5 | 0 | Enter the existing athenaPractice database size. If multiple databases, enter total size. Please enter only numeric value in GB. | [14 empty] | #VALUE! | #VALUE!
[7 empty] | k6 | 0 | Enter the size of the existing Centricity EMR 9.x Oracle dbase if being migrated to CPS. If not Migrating from Centricity Oracle EMR or if you are PM-only leave at 0 please | [14 empty] | #VALUE! | #VALUE!
[7 empty] | k11 | 0 | Additional disk space needed for staging area / client install on volume:
[7 empty] | clin info O12 | 0.1 | 1 | Audit index/Flag
Database IOPS Daily | [6 empty] | Database IOPS Formulary Loads
Frontend IOPS: |  | 0 |  |  |  |  | Frontend IOPS: |  | 456.8939
% Read IOs |  | 0 |  |  |  |  | % Read IOs |  | 56.8329
% Write IOs |  | 100 |  |  |  |  | % Write IOs |  | 43.1671
RAID Configuration |  |  | 1 | 5 | 6 | 10 | RAID Configuration |  |  | 1 | 5 | 6 | 10 | Current Array IOPS Calculator
Backend IOPS (random): |  |  | 0 | 0 | 0 | 0 | Backend IOPS (random): |  |  | 654.1218 | 1048.5775 | 1443.0331 | 654.1218 | Use this for calculating your current raw IOPS | 0
Number of Disks needed: | [6 empty] | Number of Disks needed: | [6 empty] | # Disks | 1
75 | IOPS | 7.2K_SATA | 0 | 3 | 4 | 0 | 75 | IOPS | 7.2K_SATA | 10 | 14 | 20 | 10 | Disk RPM / Type | Select One:
125 | IOPS | 10K_SATA | 0 | 3 | 4 | 0 | 125 | IOPS | 10K_SATA | 6 | 9 | 12 | 6 | Avg IOPS per Disk | 1
140 | IOPS | 10K_SAS | 0 | 3 | 4 | 0 | 140 | IOPS | 10K_SAS | 6 | 8 | 11 | 6 | RAID Type | N/A
180 | IOPS | 15K_SAS | 0 | 3 | 4 | 0 | 180 | IOPS | 15K_SAS | 4 | 6 | 9 | 4 | Array Raw IOPS | N/A
185 | IOPS | 15K_FC | 0 | 3 | 4 | 0 | 185 | IOPS | 15K_FC | 4 | 6 | 8 | 4 | Meets Daily IOPS reqs | N/A
1800 | IOPS | eSSD | 0 | 3 | 4 | 0 | 1800 | IOPS | eSSD | 2 | 3 | 4 | 2 | Meets FMY load IOPS reqs
Transaction Logs IOPS Daily | [6 empty] | Transaction Logs IOPS Formulary Loads
Frontend IOPS: |  | 0 |  |  |  |  | Frontend IOPS: |  | 628.8804
% Read IOs |  | 0 |  |  |  |  | % Read IOs |  | 4.5455
% Write IOs |  | 100 |  |  |  |  | % Write IOs |  | 95.4545
RAID Configuration |  |  | 1 | 5 | 6 | 10 | RAID Configuration |  |  | 1 | 5 | 6 | 10 | Current Array IOPS Calculator
Backend IOPS (random): |  |  | 0 | 0 | 0 | 0 | Backend IOPS (random): |  |  | 1229.1754 | 2429.7653 | 3630.3552 | 1229.1754 | Use this for calculating your current raw IOPS | 0
Number of Disks needed: | [6 empty] | Number of Disks needed: | [6 empty] | # Disks | 1
75 | IOPS | 7.2K_SATA | 0 | 3 | 4 | 0 | 75 | IOPS | 7.2K_SATA | 18 | 33 | 49 | 18 | Disk RPM / Type | Select One:
125 | IOPS | 10K_SATA | 0 | 3 | 4 | 0 | 125 | IOPS | 10K_SATA | 10 | 20 | 30 | 10 | Avg IOPS per Disk | 1
140 | IOPS | 10K_SAS | 0 | 3 | 4 | 0 | 140 | IOPS | 10K_SAS | 10 | 18 | 26 | 10 | RAID Type | N/A
180 | IOPS | 15K_SAS | 0 | 3 | 4 | 0 | 180 | IOPS | 15K_SAS | 8 | 14 | 21 | 8 | Array Raw IOPS | N/A
185 | IOPS | 15K_FC | 0 | 3 | 4 | 0 | 185 | IOPS | 15K_FC | 8 | 14 | 20 | 8 | Meets Daily IOPS reqs | N/A
1800 | IOPS | eSSD | 0 | 3 | 4 | 0 | 1800 | IOPS | eSSD | 2 | 3 | 4 | 2 | Meets FMY load IOPS reqs
Temp DB IOPS Daily | [6 empty] | Temp DB IOPS Formulary Loads
Frontend IOPS: |  | 0 |  |  |  |  | Frontend IOPS: |  | 261.3359
% Read IOs |  | 0 |  |  |  |  | % Read IOs |  | 24.4981
% Write IOs |  | 100 |  |  |  |  | % Write IOs |  | 75.5019
RAID Configuration |  |  | 1 | 5 | 6 | 10 | RAID Configuration |  |  | 1 | 5 | 6 | 10 | Current Array IOPS Calculator
Backend IOPS (random): |  |  | 0 | 0 | 0 | 0 | Backend IOPS (random): |  |  | 458.6494 | 853.2763 | 1247.9033 | 458.6494 | Use this for calculating your current raw IOPS | 0
Number of Disks needed: | [6 empty] | Number of Disks needed: | [6 empty] | # Disks | 1
75 | IOPS | 7.2K_SATA | 0 | 3 | 4 | 0 | 75 | IOPS | 7.2K_SATA | 8 | 12 | 17 | 8 | Disk RPM / Type | Select One:
125 | IOPS | 10K_SATA | 0 | 3 | 4 | 0 | 125 | IOPS | 10K_SATA | 4 | 7 | 10 | 4 | Avg IOPS per Disk | 1
140 | IOPS | 10K_SAS | 0 | 3 | 4 | 0 | 140 | IOPS | 10K_SAS | 4 | 7 | 9 | 4 | RAID Type | N/A
180 | IOPS | 15K_SAS | 0 | 3 | 4 | 0 | 180 | IOPS | 15K_SAS | 4 | 5 | 7 | 4 | Array Raw IOPS | N/A
185 | IOPS | 15K_FC | 0 | 3 | 4 | 0 | 185 | IOPS | 15K_FC | 4 | 5 | 7 | 4 | Meets Daily IOPS reqs | N/A
1800 | IOPS | eSSD | 0 | 3 | 4 | 0 | 1800 | IOPS | eSSD | 2 | 3 | 4 | 2 | Meets FMY load IOPS reqs
Combined Database / Temp DB IOPS Daily (for <126 concurrent users) | [6 empty] | Combined Database / Temp DB IOPS Formulary Loads (for <126 concurrent users)
Frontend IOPS: |  | 0 |  |  |  |  | Frontend IOPS: |  | 718.2298
% Read IOs |  | 0 |  |  |  |  | % Read IOs |  | 45.0675
% Write IOs |  | 100 |  |  |  |  | % Write IOs |  | 54.9325
RAID Configuration |  |  | 1 | 5 | 6 | 10 | RAID Configuration |  |  | 1 | 5 | 6 | 10 | Current Array IOPS Calculator
Backend IOPS (random): |  |  | 0 | 0 | 0 | 0 | Backend IOPS (random): |  |  | 1112.7711 | 1901.8538 | 2690.9365 | 1112.7711 | Use this for calculating your current raw IOPS | 0
Number of Disks needed: | [6 empty] | Number of Disks needed: | [6 empty] | # Disks | 1
75 | IOPS | 7.2K_SATA | 0 | 3 | 4 | 0 | 75 | IOPS | 7.2K_SATA | 16 | 26 | 36 | 16 | Disk RPM / Type | Select One:
125 | IOPS | 10K_SATA | 0 | 3 | 4 | 0 | 125 | IOPS | 10K_SATA | 10 | 16 | 22 | 10 | Avg IOPS per Disk | 1
140 | IOPS | 10K_SAS | 0 | 3 | 4 | 0 | 140 | IOPS | 10K_SAS | 8 | 14 | 20 | 8 | RAID Type | N/A
180 | IOPS | 15K_SAS | 0 | 3 | 4 | 0 | 180 | IOPS | 15K_SAS | 8 | 11 | 15 | 8 | Array Raw IOPS | N/A
185 | IOPS | 15K_FC | 0 | 3 | 4 | 0 | 185 | IOPS | 15K_FC | 8 | 11 | 15 | 8 | Meets Daily IOPS reqs | N/A
1800 | IOPS | eSSD | 0 | 3 | 4 | 0 | 1800 | IOPS | eSSD | 2 | 3 | 4 | 2 | Meets FMY load IOPS reqs
enter values here
enter values here
enter values here
enter values here
enter values here
enter values here
enter values here
enter values here
Reset Defaults
Note on M11: Is anti-virus software loaded on the database server and is it enabled?
Note on K17: [Threaded comment] Your version of Excel allows you to read this threaded comment; however, any edits to it will get removed if the file is opened in a newer version of Excel. Learn more: https://go.microsoft.com/fwlink/?linkid=870924 Comment: Please enter the exisitng DB size under row 5
Note on L22: If configuring for new storage, leave "Current Hard disk Count" blank unless new storage is available / installed.
Note on J24: Hard disk type
Note on M24: This is an estimated spindle count to accommodate the projected IOPS load. Please work with your storage vendor to validate that your storage system configuration will handle the IOPS load.
Note on I28: Storage type refers to the type of storage that the database files reside on. Storage types are: - Internal storage, - Direct Attached Storage (DAS / JBOD) typically with an external SAS connection, - Storage Area Network (SAN)
Note on J28: Total Interface Throughput in Gb / sec
Note on K28: Total number of estimated harddisk spindles
Note on I29: Interface controller type refers to the type of controller connecting to the database storage. Types of controllers are: SATA rev 1 (not recommended), 1.5 Gb/sec max,~1.2 Gb/sec actual SATA rev 2, 3 Gb/sec max, ~2.4 Gb/sec actual SATA rev 3, 6 Gb/sec max, ~4.8 Gb/sec actual 3 Gb/sec (3G) SAS, 6 Gb/sec (6G) SAS, 1G iSCSI (1 Gb/sec) - 1 single 1Gb NIC, 2G iSCSI (2 Gb/sec) - 2 x 1Gb NIC ports teamed, 3G iSCSI (3 Gb/sec) - 3 x 1Gb NIC ports teamed, 4G iSCSI (4 Gb/sec) - 4 x 1Gb NIC ports teamed, 10G iSCSI (10 Gb/sec) - 10 Gb NIC, 4 Gb/sec Fiber Channel (FC), 8 Gb/sec Fiber Channel (FC)
Note on I30: Select your SAN (Storage Area Network) manufacturer. Choices are: EMC NetApp Smart Flash Controller SAN Head (other 3rd party SAN mfg.) No Caching Controller SAN Head (JBOD storage)
Note on Y34: Disk counts calculated do not take into account SAN controller / head performance gains.
Note on X37: - Drive count: assumes 1 parity per 8 drives and 1 global spare
Note on D65: Write Penalty: 2 each Write IO is multiplied by 2
Note on E65: Write Penalty: 4 each Write IO is multiplied by 4
Note on F65: Write Penalty: 6 each Write IO is multiplied by 6
Note on G65: Write Penalty: 2 each Write IO is multiplied by 2
Note on K65: Write Penalty: 2 each Write IO is multiplied by 2
Note on L65: Write Penalty: 4 each Write IO is multiplied by 4
Note on M65: Write Penalty: 6 each Write IO is multiplied by 6
Note on N65: Write Penalty: 2 each Write IO is multiplied by 2
Note on D79: Write Penalty: 2 each Write IO is multiplied by 2
Note on E79: Write Penalty: 4 each Write IO is multiplied by 4
Note on F79: Write Penalty: 6 each Write IO is multiplied by 6
Note on G79: Write Penalty: 2 each Write IO is multiplied by 2
Note on K79: Write Penalty: 2 each Write IO is multiplied by 2
Note on L79: Write Penalty: 4 each Write IO is multiplied by 4
Note on M79: Write Penalty: 6 each Write IO is multiplied by 6
Note on N79: Write Penalty: 2 each Write IO is multiplied by 2
Note on D93: Write Penalty: 2 each Write IO is multiplied by 2
Note on E93: Write Penalty: 4 each Write IO is multiplied by 4
Note on F93: Write Penalty: 6 each Write IO is multiplied by 6
Note on G93: Write Penalty: 2 each Write IO is multiplied by 2
Note on K93: Write Penalty: 2 each Write IO is multiplied by 2
Note on L93: Write Penalty: 4 each Write IO is multiplied by 4
Note on M93: Write Penalty: 6 each Write IO is multiplied by 6
Note on N93: Write Penalty: 2 each Write IO is multiplied by 2
Note on D107: Write Penalty: 2 each Write IO is multiplied by 2
Note on E107: Write Penalty: 4 each Write IO is multiplied by 4
Note on F107: Write Penalty: 6 each Write IO is multiplied by 6
Note on G107: Write Penalty: 2 each Write IO is multiplied by 2
Note on K107: Write Penalty: 2 each Write IO is multiplied by 2
Note on L107: Write Penalty: 4 each Write IO is multiplied by 4
Note on M107: Write Penalty: 6 each Write IO is multiplied by 6
Note on N107: Write Penalty: 2 each Write IO is multiplied by 2

## Citrix or Terminal Server Info (hidden)
Please complete all blue cells
athenaPractice Citrix or Windows Terminal Server Memory Requirements Use this section to estimate requirements for a Citrix or Windows Terminal Server environment.
Are you using Citrix or Terminal Services: |  |  | Select One: |  |  |  | Terminal Services Info | Select One: | Are you Virtualizing your Citrix or Windows Terminal Servers:
Yes
Are you Virtualizing your Citrix or Windows Terminal Servers: |  |  | Select One: |  |  |  |  | No
Please Choose your Operating System to be used on your Citrix/TS VM's / Servers(Standard Or Datacenter) |  |  | Select One:
Enter the total number of medical practitioners (primary and secondary) Using Terminal Server |  |  |  | # of Providers who will be accessing the application through Citrix or Windows Terminal Server.
|  |  |  | Estimated number of users who will be accessing the application through a Terminal Server. |  |  | Terminal Services Info | Select One: | Will CCC clinical content be enabled:
Enter the estimated number of concurrent users using Citrix or Windows Terminal Server if different from the value above: |  |  |  | Total count of users who will be accessing the application through a Terminal Server (Citrix or WTS) |  |  |  | Yes
Enter size of hard drives to be used for the Citrix/Terminal Server: (If varies or unknown, please enter 300 as the value) |  |  |  | GB |  |  |  | No
Will CCC/VFE or other Custom Clinical content be enabled? |  |  | Select One: | Only applies to athenaPractice EMR. If not using CCC / VFE custom clinical content or if you are implementing athenaPractice PM only, choose "NO". -Customer environments / form usage varies. Customers should benchmark their environment to determine their per user session memory usage and processor utilization. If benchmarks differ from calculated values, select No for CCC content then adjust MB and Users per processor accordingly. -For PM-only installations, select No for CCC content and then enter 'negative 100 (-100) for MB value (RAM per session needed for CCC only). |  |  |  | Select One: | Auditing Level
MEMORY/CPU REQUIREMENTS | [7 empty] | 1 | Citrix users / core scaling
RAM per session needed for CCC / VFE custom content only: |  |  | 0 | MB
Maximum number of user sessions per processor core: |  |  | 6 | Users per processor
Total RAM per session needed for athenaPractice client: |  |  | 350 | MB per user session |  |  |  | Valid Operating System
Total number of processors needed: |  |  | 0 | processors |  |  |  | Select One:
Total amount of RAM needed: |  |  | 512 | MB |  |  |  | Windows Server 2016 64 bit
VIRTUALIZED HW REQUIREMENTS | [7 empty] | Windows Server 2019 64 bit
64-bit VM Citrix/Terminal Server Guest Configuration |  |  | Select One: |  |  |  |  | Windows Server 2022 64 bit | 24 | U19
Number of VMs needed for concurrent user load: | 0 | <:Citrix/WTS VM configs |  | <:Number of physical CPU sockets populated per host | Select One: | Select CPU model range - If not listed, select "Other" |  |  | 12 | # of users per VM
Number of concurrent users per VM | 24 | <:Concurrent users per VM |  | <:Enter only number of physical cores per CPU/socket in host |  | Enter exact CPU model (include make if not Intel) |  |  | 10 | Old RAM value
Recommended number of virtual CPUs to be assigned per vm | 4 | <:VCPUs per VM |  | <:Physical RAM per host in GB |  |  |  |  | 18 | New RAM Value
Amount of virtual RAM needed per vm: | 10 | GB | 24 | <:Total number of hosts |  |  |  |  | 0 | Old Value for Calculating total number of VM's
Amount of disk storage needed per vm: | 80 | GB | 2 | 6 Core Intel® Xeon® processor E5-2420 (1.9 GHz, 15MB Cache, 95W, DDR3-1333 RDIMMs, HT) or higher recommended per host |  |  |  |  | 0 | New Value to calculate total number of VM's
<:Citrix/WTS/general VMs per host (configurable)
#vCPUs allocated to ALL VMs per host: |  |  | 4 | Minimum RAM per host (GB)
vRAM in GB allocated to ALL VMs per host: |  | GB | 0 | Storage per host (GB)
STAND ALONE HW REQUIREMENTS (IF NOT VIRTUALIZED)
64-bit Stand-Alone Servers needed
Total number of Citrix / Terminal Servers needed: | 0 | Servers
| 24 | Concurrent Users per Citrix/WTS server (Note: Max number of users per Citrix/WTS server should not exceed 40 for athenaPractice)
Number of quad core CPUs needed per server: | 4 | Quad Core Intel® Xeon® processor X5550 (8MB L3 cache, 95W, DDR3-1333 RDIMMs, HT, Turbo 2/2/3/3) or higher | [5 empty] | Six Core Intel® Xeon® processor X5670 (6 core, 2.93 GHz, 12MB L3, 95W, DDR3 PC3-10600R 9 DIMMs, HT) or higher recommended per host
Amount of RAM needed per server: | 10 | GB | [6 empty] | vCPU oversubscribed? |  | 1
Number of disks needed per server: | 2 | RAID 1 config | [6 empty] | vRAM oversubscribed? |  | 1
Note: athenaPractice v25 supports Windows Server 2016, 2019 and 2022 64 bit with Citrix Workspace App 2405 and XenDesktop 7.15 LTSR and Citrix Virtual Apps & Desktops 2203 Citrix Workspace App 2203 These values reflect the memory needs for athenaPractice and do not account for any other applications on the Citrix server such as Web browsing, Office etc
Need to mod vcpu / cpu counts - key users / cpu to physical, not logical. So 2 CPUs = 4 vCPUs, etc.
Add HT enabled? Selection on row 5 conditional on VM enabled.
Reset Defaults
Note on L20: #Cores per CPU : CPU Model ranges 4 : E3-1230->E3-1290, v1-v4 4 : E5-1620, E5-4603 6 : E5-2420->E5-2440 6 : E7-4809v2,E7-8893v2 8 : E5-2450->E5-4650 8 : E7-4820v2 10 : E7-2850->E7-8870 10 : E7-4830v2, E7-8891v2 12 : E5-2695v2->E5-2697v2 12 : E7-2850v2,E7-4850/60v2,E7-8850/57v2 14 : E5-2683/2695/2697/4660v3, E7-4850v3 15 : E7-x870v2->E7-x890v2, x=2,4,8 16 : E5-2698/4667v3, E7-8860/8867v3 18 : E5-2699/4669v3, E7-8870->8890v3
Note on A26: This refers to the TOTAL number of vCPUs allocated across ALL RUNNING VMs on a host system, not the number of vCPUs assigned to one VM.
Note on A27: This refers to the TOTAL amount of vRAM allocated across ALL RUNNING VMs on a host system, not the amount of vRAM assigned to one VM.

## Virtualized Config Checklist
What do the below information and the sections mean: 'Minimum Spec' Column:Current configuration information calculated from the Config_Windows and Config_Citrix tabs based on Customer information. 'Customer Config' Column: Current or New VM configuration (#vCPUs, vRAM, etc) to be filled in by customer. 'In Spec?' Column:Does Customer VM configuration meet Minimum recommended specifications?
Please complete all blue cells where applicable
The recommended values below are derived from historical and deidentified customer data and may differ for your implementation based on your workflows and customization of athenaPractice. Your configuration may need to be adjusted based on your utilization after go-live. Note: Most customers have a "Single Website Deployment". If so, please complete rows 8-23, then complete rows 44-48 | [12 empty] | Is PM Only | No
Single Website Deployment Recommendations | [8 empty] | Citrix or Terminal Server | [13 empty] | Switch between PM and PM + EMR
Standalone DB Server | Minimum Spec | Customer Config | In Spec? |  | GUI Application Server | Minimum Spec | Customer Config | In Spec? | Recommended hardware for specified Citrix Concurrent Users: |  |  | 0 | (EMR +PM) and EMR only |  |  |  |  | PM only |  |  |  |  | -1
# vCPUs | 4 |  | <--Enter Data |  | # vCPUs | 4 |  | <--Enter Data | Citrix/Terminal Service Server VM | Minimum Spec | Customer Config | In Spec? | Single Server Calculations |  |  | Assumptions |  | Single Server Calculations |  |  | Assumptions
RAM (GB) | 12 |  | <--Enter Data |  | RAM (GB) | 12 |  | <--Enter Data | # of vCPUs per Citrix Server | 4 |  | <--Enter Data | Number of Concurrent users | 0 |  | 55 | CPU | Number of Concurrent users | 0 |  | 55 | CPU
Disk Storage (GB) | 0 |  | <--Enter Data |  | Disk Storage (GB) | 63 |  | <--Enter Data | RAM in GB per Citrix Server | 10 |  | <--Enter Data | DB server |  |  | 6 | CPU | DB server |  |  | 4 | CPU | Virtual not virtual |  | For Users less than 25 DB server info details
It is recommended to have minimum of 500 GB free space on the DB server for better IOPS and response time | [8 empty] | Disk Storage (GB) per Citrix Server | 80 |  | <--Enter Data | CPU | 6 | 6 | 12 | RAM | CPU | 6 | 6 | 12 | RAM | DB Server Virtualized? | Select One: | VCPU | 6
Total Number Of GUI -Application Servers | [8 empty] | Recommended Users per Citrix server | 24 |  | <--Enter Data | RAM | 16 |  | 16 | RAM | RAM | 20 |  | 16 | RAM | Citrix Server Virtualized? | Select One: | RAM | 24
Note: These are recommendations and your requirements may vary based on workflows,DB size and 3rd party customization.Please take into account your current performance and expected growth year over year and plan your hardware accordingly. | [8 empty] | Total number of Citrix/ Terminal servers needed: | 0 |  | <--Enter Data | Total CPU after considering DB size | 0 | Do not consider this |  |  | Total CPU after considering DB size | 0 | Do not consider this |  |  |  |  | Disk | 63
Interop Application Server | Minimum Spec | Customer Config | In Spec?
# vCPUs |  |  | <--Enter Data | [9 empty] | Recommended RAM after DB size consideration | 0 |  |  |  | Recommended RAM after DB size consideration | 0
RAM (GB) |  |  | <--Enter Data |  | eCR app Hardware Recommendation: If the total number of concurrent users are below 100 and total number of signed documents per hour are below 200 documents then, we do not need a separate server to host eCR app. This means eCR can be configured on single JBOSS/App Server if concurrent user count is less than 100. If the total number of concurrent users are above 100 and number of documents signed per hour are greater than 200 then please refer to the below table for eCR hardware planner. Note: Please configure 150 GB of disk storage on the machine where eCR app is configured.
Disk Storage (GB) | 63 |  | <--Enter Data
Load Balancer | Minimum Spec | Customer Config | If In Spec? | [25 empty] | CPU | RAM |  |  |  |  | CPU |  | RAM
# vCPUs |  |  | <--Enter Data | [9 empty] | GUI server |  |  |  |  | GUI server | [9 empty] | 4 | 4 | 12 |  |  |  |  | 100 | 500 | 100 | 500
RAM (GB) |  |  | <--Enter Data | [9 empty] | VCPU | 4 |  |  |  | VCPU | 6 | [8 empty] | 8 | 6 | 14 |  |  |  | 4 | 4 | 8 | 12 | 16
Disk Storage (GB) | 63 |  | <--Enter Data | [9 empty] | RAM | 12 |  |  |  | RAM | 18 | [14 empty] | 8 | 6 | 10 | 14 | 18
eCR Hardware Planner
Documents Signed per hour | Less than 200 | 201-750 | 751-1500 | 1501-2500 | 2501-3500 | 3501-4500
# VCPU | eCR can be configured on single JBOSS/App Server if concurrent user count is less than 101 | 4 | 6 | 8 | 10 | 12
RAM (GB) |  | 8 | 8 | 10 | 12 | 14
Disk Storage (GB) |  | 150 | 150 | 150 | 150 | 150
QIE Hardware & Software Planner
Please click here to navigate to QIE Hardware & Software Planner
Multi Website Deployment Recommendations | [12 empty] | VCPU | Separate Interop Server Not Recommended |  | VCPU | Load Balancer Not Required | VCPU | Not Recommended |  | VCPU | Load Balancer Not Required
This is the minimal hardware recommendation, please configure hardware as per your need. | [12 empty] | RAM | Separate Interop Server Not Recommended | Separate Interop Server Not Recommended | RAM | Load Balancer Not Required | RAM | Not Recommended |  | RAM | Load Balancer Not Required
Total number of websites to be hosted on Application server |  |  | If Jboss installation will host multiple website deployments, please select the maximum number you will support on your implementation from the dropdown list to the left - the multiple website deployment counts in the dropdown list are the only valid options. If not, then leave blank. | [9 empty] | # of Additonal GUI servers | No Additonal GUI server needed
[13 empty] | Formula for message to be displayed | -1
No additonal GUI server recommended for PM only license
Standalone DB Server | Minimum Spec | Customer Config | In Spec? |  | GUI Server | Minimum Spec | Customer Config | In Spec?
# vCPUs | #N/A |  | <--Enter Data |  | # vCPUs | #N/A |  | <--Enter Data |  |  |  |  | Multi website deployment | [13 empty] | PM Only License | [5 empty] | PM + EMR
RAM (GB) | #N/A |  | <--Enter Data |  | RAM (GB) | #N/A |  | <--Enter Data |  |  |  |  | (EMR +PM) and EMR only |  |  |  |  | PM Only | [8 empty] | DB CPU | DB RAM | Jboss CPU | JBOSS RAM | Interop CPU | Interop RAM | DB CPU | DB RAM | Jboss CPU | JBOSS RAM | Interop CPU | Interop RAM
Disk Storage (GB) | 0 |  | <--Enter Data |  | Disk Storage (GB) | 63 |  | <--Enter Data |  |  |  |  | 4 deployments |  |  |  |  | 4 deployments | [7 empty] | 1 | 6 | 0 | 6 | 18 | Not Recommended | Not Recommended | 6 | 16 | 4 | 12 | Separate Interop Server Not Recommended | Separate Interop Server Not Recommended
[13 empty] | DB server |  |  |  |  | DB server | [7 empty] | 4 | 6 | 0 | 6 | 18 | Not Recommended | Not Recommended | 6 | 0 | 4 | 18 | 4 | 20
Interop Server | Minimum Spec | Customer Config | [10 empty] | CPU | 6 |  |  |  | CPU | 6 | [6 empty] | 8 | [6 empty] | 8 | 0 | 4 | 24 | 4 | 26
# vCPUs | #N/A |  | <--Enter Data | [9 empty] | RAM | 24 | Recommended RAM after DB size consideration | 0 |  | RAM | 20 | Recommended RAM after DB size consideration | 0 |  |  |  |  | 10 | 6 | 0 | 4 | 21 | Not Recommended | Not Recommended
RAM (GB) | #N/A |  | <--Enter Data | [22 empty] | 15 | 6 | 0 | 4 | 30 | Not Recommended | Not Recommended
Disk Storage (GB) | 63 |  | <--Enter Data | [9 empty] | GUI server |  |  |  |  | GUI server
64-bit Server VM Host Configuration - used to gauge hardware subscription on physical host | [12 empty] | CPU | 4 |  |  |  | CPU | 6
Number of physical CPU sockets populated per host: |  |  |  |  | #vCPUs allocated to all VMs per host: | [7 empty] | RAM | 18 |  |  |  | RAM | 18
Number of physical cores per CPU in host (not threads): |  |  |  |  | vRAM in GB allocated to all VMs per host:
Physical RAM per host in GB: |  |  |  |  | Hyper-threading enabled? |  |  | Yes |  |  |  |  | Interop server |  |  |  |  | Interop server
VMs per host: |  |  |  |  | Select CPU Model range (or "Other" if not listed): |  |  | Select One: |  |  |  |  | VCPU | 4 |  |  |  | VCPU | Not Recommended
Disk Spindle Count: |  |  |  |  | Enter exact CPU model (include make if not Intel): | [7 empty] | RAM | 20 |  |  |  | RAM | Not Recommended
VM Host CPUs Oversubscribed?
VM Host RAM Oversubscribed? | [12 empty] | 8 deployments |  |  |  |  | 10 deployments
Citrix VM Host Oversubscribed? |  | Based upon answers given on the Config_Citrix worksheet (assuming all VMs on host configured the same (i.e. cpu, ram, storage) | [10 empty] | DB server |  |  |  |  | DB server
[13 empty] | CPU | 8 |  |  |  | CPU | 6
[13 empty] | RAM | 26 | Recommended RAM after DB size consideration | 0 |  | RAM | 24 | Recommended RAM after DB size consideration | 0
[13 empty] | GUI server |  |  |  |  | GUI server
[13 empty] | VCPU | 4 |  |  |  | VCPU | 4
[13 empty] | RAM | 24 |  |  |  | RAM | 21
[13 empty] | Interop server |  |  |  |  | Interop server
[13 empty] | VCPU | 4 |  |  |  | VCPU | Not Recommended
[13 empty] | RAM | 26 |  |  |  | RAM | Not Recommended
15 deployments
[14 empty] | # cores per cpu for cell 37 to 45 |  |  |  | DB server
[13 empty] | Hyper-threading enabled? | Select One |  |  |  | CPU | 6
[14 empty] | Yes |  |  |  | RAM | 28 | Recommended RAM after DB size consideration | 0
No
GUI server
[13 empty] | Citrix VM oversubscribed? |  |  |  |  | VCPU | 4
[18 empty] | RAM | 30
Interop server
[18 empty] | VCPU | Not Recommended
[18 empty] | RAM | Not Recommended
Note on B9: [Threaded comment] Your version of Excel allows you to read this threaded comment; however, any edits to it will get removed if the file is opened in a newer version of Excel. Learn more: https://go.microsoft.com/fwlink/?linkid=870924 Comment: Please fill in details under "Database Server Info" tab Cell K5, for RAM recommendation.This is mandatory.
Note on B10: [Threaded comment] Your version of Excel allows you to read this threaded comment; however, any edits to it will get removed if the file is opened in a newer version of Excel. Learn more: https://go.microsoft.com/fwlink/?linkid=870924 Comment: Please fill in details under "Database Server Info" tab for DB server Disk storage recommendation. This is mandatory.
Note on I51: #Cores per CPU : CPU Model ranges 4 : E3-1230->E3-1290, v1-v4 4 : E5-1620, E5-4603 6 : E5-2420->E5-2440 6 : E7-4809v2,E7-8893v2 8 : E5-2450->E5-4650 8 : E7-4820v2 10 : E7-2850->E7-8870 10 : E7-4830v2, E7-8891v2 12 : E5-2695v2->E5-2697v2 12 : E7-2850v2,E7-4850/60v2,E7-8850/57v2 14 : E5-2683/2695/2697/4660v3, E7-4850v3 15 : E7-x870v2->E7-x890v2, x=2,4,8 16 : E5-2698/4667v3, E7-8860/8867v3 18 : E5-2699/4669v3, E7-8870->8890v3
Note on I52: CPU Model can be determined by one of the following: - From the system BIOS - Device manager within Server manager at either the Host level or within one of the VMs. Go to the Processors section , hi-light one of the processors and display processor properties. On Win Server 2012, it is displayed within Server manager directly. - Run an MSinfo32 report, CPU model is listed in the summary.

## Qvera Recommendation
Note: Hardware and Software Requirements are available under QIE Install Guide. For further details, kindly refer QIE install guide to understand the hardware and software requirements
Hardware Requirements
Component | Small Deployment < 5,000 message per day < 50 CCD/CDA’s per day | Medium Deployment < 250K messages per day < 1,000 CCD/CDA’s per day | Large Deployment < 5M message per day < 500K CCD/CDA’s per day | Enterprise > 5M messages per day > 500K CCD/CDA’s per day
Dedicated Server | Not required | Recommended | Recommended | Required
Processors | 2-4 cores* | 4-6 cores | 6-12 cores | 12+ cores
QIE is a multi-threaded enterprise application which can take full advantage of all available CPU cores *64-bit JVM is recommended which requires a minimum of 2 cores, but QIE will work on a single core and 32-bit JVM
System RAM | 2 – 4 GB | 4 – 8 GB | 8 – 16 GB | 16+ GB
QIE RAM | 1 – 2 GB* | 2 – 4 GB | 4 – 8 GB | 8+ GB
* 32-bit JVM is limited to 1.2 GB of RAM
Available Hard Disk Space | 20 – 50 GB | 50 – 100 GB | 100 – 500 GB | 500+ GB
Hard disk requirements will vary depending on message volume and retention policy, recommendation based on 14-day retention
Virtualization | Supported | Supported | Supported | Supported
QIE has been tested in VMware’s ESX Server and Workstation environments on both Windows and Linux guest systems
Note: 1. 2. If you are planning to use EHI data export functionality , please configure additional 4 GB of RAM on the QVERA server in addition to the above defined RAM requirements. 3. Disk Storage- If you are looking at exporting ~ 100 K EHI patient records, then you will have to plan ~ 800 GB of disk storage in order to store the exported Patient records.
Software Requirements
Component | Small Deployment < 5,000 message per day < 50 CCD/CDA’s per day | Medium Deployment < 250K messages per day < 1,000 CCD/CDA’s per day | Large Deployment < 5M message per day < 500K CCD/CDA’s per day | Enterprise > 5M messages per day > 500K CCD/CDA’s per day
Database Management System | MariaDB v5 – 10 MySQL v5.x MSSQL 2003 – 2019 | MariaDB v5 – 10 MySQL v5.x MSSQL 2003 – 2019 | MariaDB v5 – 10 MySQL v5.x MSSQL 2003 – 2019 | MariaDB v5 – 10 MySQL v5.x MSSQL 2003 – 2019
Operating System (All deployments) | All Windows Platforms Currently Supported by Microsoft/ Ubuntu 9.04 or newer / Unix QIE supports both 32-bit and 64-bit operating systems
Java (All deployments) | 64-bit (32-bit supported) | 64-bit | 64-bit | 64-bit
Java Runtime Environment (JRE) version 8
Client Browser (All deployments) | Google Chrome 12 or newer / Mozilla Firefox 6 or newer / Safari 6 or newer Client browser is only used to access the QIE console login and configure the engine from any workstation.

## Patient Education Checklist
Storage Recommendations to Store Patient Education Information
DATA ENTRY IS REQUIRED- Total estimated visits per year |  |  |  |  | 70
Percentage of Visits prescribing to Patient Education during first year | 50 |  |  | 0 | 80
Storage recommended for first year in GB | 0 | 1st year | 0 | 10 | 90
Storage recommended for 7 years with 20 % patient volume growth every year in GB | 0 | 2nd year | 0 | 20
Note: Recommended storage should not be on DB and JBoss servers. Patient Education PDF's can be stored on any external storage. |  | 3rd yer | 0 | 30
|  | 4th year | 0 | 40
|  | 5th | 0 | 50
|  | 6th year | 0 | 60
|  | 7th year | 0 | 70
80
90
100

## Virtualized Config Checklist1 (hidden)
|  |  |  | Configuration Checklist - Virtualized Servers | [11 empty] | PM Only? | No | Split Jboss?
Please complete all blue cells where applicable | [15 empty] | 0 |  | TRUE | Configuration Checklist | Select One: | Enter Storage Type |  | CPU and RAM cal for New V18 hardware
What does the below information and the sections mean: 'GE Spec' Column:Current configuration information calculated from the Config_Windows and Config_Citrix tabs based on Customer information. 'Customer Config' Column:Current customer VM configuration (#vCPUs, vRAM, etc) to be filled in by customer. 'In Spec?' Column:Does Customer VM configuration meet GE specifications? | [10 empty] | Recommended hardware for specified Citrix Concurrent Users: | 0 | [5 empty] | Yes |  | Disk |  |  | # of concurrent users | 0
Single Website Deployment Recommendations | [10 empty] | Citrix/Terminal Service Server VM | GE Spec | 0 | In Spec?
Standalone DB Server | GE Spec |  | In Spec? | Combined DB / Application Server VM | GE Spec |  | In Spec? | dasdasa |  |  | # vCPUs per Citrix Server | 4 |  | <--Enter Data | [5 empty] | SSD |  |  | CPU cal | 4
# vCPUs | 4 |  | <--Enter Data | # vCPUs | 8 |  | <--Enter Data |  |  |  | RAM (GB) per Citrix Server | 10 |  | <--Enter Data | [8 empty] | RAM Cal | 9
RAM (GB) | 12 |  | <--Enter Data | RAM (GB) | 21 |  | <--Enter Data |  |  |  | Disk Storage (GB) per Citrix Server | 80 |  | <--Enter Data |  | 24 |  |  | Configuration Checklist | Select One: | Are you using Citrix/Terminal Svcs |  | # of GUI servers needed | No Additonal GUI server Needed
Disk Storage (GB) | 0 |  | <--Enter Data | Disk Storage (GB) | 122.25 |  | <--Enter Data | adadAD |  |  | Allocated Users per Citrix server | 24 |  | <--Enter Data | [5 empty] | Yes |  |  | Interop |  | Load Balancer
[14 empty] | <--Enter Data |  | Old jboss calcs | A/V? |  |  | No |  |  | CPU | Separate Interop Server Not Recommended | CPU | Load Balancer Not Recommended
Jboss / GUI Application Server | UI Spec |  | In Spec? | DB Storage IOPS requirements | GE Spec | 0 | In Spec? | [7 empty] | Curr Jboss | 2 | 0 |  | Show Formulary Spec | No |  |  | RAM | Separate Interop Server Not Recommended | Ram GB | Load Balancer Not Recommended
# vCPUs | 4 |  | <--Enter Data | Daily Operation Reads | 0 |  |  | Note: Only 1 Interop server is allowed per DataBase | [6 empty] | #N/A |  |  |  | Configuration Checklist | Select One: | Enter DB Disk Raid Level: | Select One: | Select Disk bus connection
RAM (GB) | 9 |  | <--Enter Data | Daily Operation Writes | 0 |  | <--Enter Data |  |  | <--If data is unavailable then skip. |  |  |  |  | #N/A | 22 |  |  |  | Raid0 |  | SATA
Total Disk Storage (GB) | 122.25 |  | <--Enter Data | [11 empty] | #N/A | 22 |  |  |  | Raid1 or 10 |  | SAS
Number Of GUI Servers Needed | [19 empty] | Raid5 or 50 |  | FC
Select One:
[8 empty] | Split Jboss App Server into separate UI / Interop servers? | Yes | [6 empty] | Jboss horizontal scaling? |  |  |  | Raid6 |  | iSCSI
[8 empty] | Load Balance Jboss UI Servers? | Yes | [6 empty] | Select One: |  |  |  | Other | num users |  | App Server sizing CPS11
RAM (GB) | Separate Interop Server Not Recommended |  | <--Enter Data | [12 empty] | Yes |  |  |  |  | 0 | usr load | #cpus | usr load | ram GB
Disk Storage (GB) | #VALUE! |  | <--Enter Data | [12 empty] | No | [7 empty] | 501 | 8
Jboss- Load Balancer Server | Load Balancer Spec | 0 | 0 | [12 empty] | 4096 |  |  | Virtual Configuration Checklist | Select One: | Enter Disk RPM Speed : |  |  | 1001 | 16
# vCPUs | Load Balancer Not Recommended |  | <--Enter Data | [16 empty] | 7200 RPM |  |  |  | 2001
RAM (GB) | Load Balancer Not Recommended |  | <--Enter Data
Disk Storage (GB) | #VALUE! |  | <--Enter Data
Multi Website Deployment Recommendations
Total number of websites supported on Application server | 1
Total number of concurrent users supported on Application server | 0
Select One:
Select One:
[20 empty] | 10K RPM | #N/A |  |  |  |  | jboss ram scale factor
[7 empty] | Select One: |  |  |  | Threads/Transactions | 0 | 0 | [6 empty] | 15K RPM |  |  |  | 4001 | 32 | 1
[7 empty] | Select One: |  |  |  | Max Threads | Auto configured by JBoss | Auto configured by JBoss | [6 empty] | SSD |  |  |  |  | 1 | jboss cpu scale factor
[11 empty] | JBoss transaction timeout in seconds | 172800 | 172800 | [6 empty] | db info tab | user override |  |  |  | concurrent user load |  | non-scaled
maxpermsize | 512 | 512 | [8 empty] | Accept Count | Auto configured by JBoss | Auto configured by JBoss | [5 empty] | Number databases installed? | 1 | 1 |  |  | clin info tab | 0 | 0 | 0
[17 empty] | Sel | Sel | DB Server Virtualized? | Select One: | 15 |  |  | user override | 0 | 0
[18 empty] | Select One: | Citrix Server Virtualized? | Select One: |  |  |  |  | 0
[19 empty] | DB/App Server combined? | Select One: |  | Max
[17 empty] | Sel | Sel | App Server Virtualized? | Select One: | Max vCPU | vMem GB | pMem GB
64-bit DB Server VM Host Configuration - used to gauge hardware subscription on physical host | [18 empty] | Which VM hypervisor? | Select One: | 4
Number of physical CPU sockets populated per host: |  |  |  | #vCPUs allocated to all VMs per host: | [15 empty] | MS 2008r2 Hyperv | 4 | 32 | 32
Number of physical cores per CPU in host (not threads): |  |  |  | vRAM in GB allocated to all VMs per host: | [11 empty] | # cores per cpu |  |  |  | MS 2012 Hyperv | 8 | 32 | 1024
Physical RAM per host in GB: |  |  |  | Hyper-threading enabled? |  |  | Select One: | [12 empty] | VMWare ESXi | 8 | 64 | 1024
VMs per host: |  |  |  | Select CPU Model range (or "Other" if not listed): |  |  | Select One: | [12 empty] | VMWare vSphere Std | 32 | 96 | 1024
Disk Spindle Count: |  |  |  | Enter exact CPU model (include make if not Intel): | [15 empty] | VMWare vSphere Ent
VM Host CPUs Oversubscribed? | [19 empty] | VMWare vSphere Ent +
VM Host RAM Oversubscribed?
Citrix VM Host Oversubscribed? |  | Based upon answers given on the Config_Citrix worksheet (assuming all VMs on host configured the same (i.e. cpu, ram, storage)
64-bit App Server VM Host Configuration - used to gauge hardware subscription on physical host
Number of physical CPU sockets populated per host: |  |  | 12 | #vCPUs allocated to all VMs per host:
Number of physical cores per CPU in host (not threads): |  |  | 12 | << Warning: Number of cores specified does not match CPU model range.
Physical RAM per host in GB: |  |  |  | Hyper-threading enabled? |  |  | No | [7 empty] | 6 | # cores per cpu
VMs per host: |  |  |  | Select CPU Model range (or "Other" if not listed): |  |  | 6 core E7 v1-2 Series | [8 empty] | Link to Intel Processors | Link to AMD Processors | Link to CPU performance benchmarks
Disk Spindle Count: |  |  |  | Enter exact CPU model (include make if not Intel): | [12 empty] | Hyperthread enabled? | Select one: | Citrix VM oversubscribed?
VM Host CPUs Oversubscribed? | [17 empty] | Yes
VM Host RAM Oversubscribed? | [17 empty] | No
Notes:
1. To verify a CPU's hyper-threading (HT) capability, a) note the exact model number listed above and b) use the link for the processor make (located to the right) to look up processor details, making note of the number of cores and threads supported. If #cores = #threads, HT is not supported. If #threads = 2x #cores, HT is supported. Determining if HT is enabled must be done at the host level, a) either by going into the BIOS on system boot up and checking the setting or b) counting the number of logical processors within the host OS. | [11 empty] | Link to Intel Processors | Link to AMD Processors | Link to CPU performance benchmarks
2. AMD processors do not support hyper-threading.
3. Intel Xeon E7-8837 CPU does not support hyper-threading. | [21 empty] | Wrapper.conf |  |  |  |  | DefaultDS-ds.xml |  |  | Server.xml (http / https) |  | jboss-service.xml
[15 empty] | Number of websites deployed | #users | Heap Use-GB | delta heap use MB per wsite per user | Permgen-MB | delta pergen MB per website per user | Min Heap | Max Heap | Max PermSize | Reserved Code Cache Size | wrapper ping timeout | min pool size | max pool size | blocking timeout ms | Max Threads | Connection Timeout ms | Accept Count | Maximum pool size
[15 empty] | 3 | 0 | 1.7 |  | 200 |  | 75% ram | 75% ram | 75% ram | 128 | 60 |  | 300 | n/a | 1000 | 60000 | 100 | 10
[15 empty] | 5 | 0 | 3 | 665.6 | 272 | 36 | 75% ram | 75% ram | 75% ram | 128 | 60 |  | 300 | n/a |  | 60000 | 200
[15 empty] | 5 | 2000 | 5 | 1.024 | 300 | 0.014 | 5120M | 5120M | 512M | 128 | 60 | 250 | 500 | n/a |  | 60000 | 300
[15 empty] | 30 | 2000 | 15 | 409.6 | 2048 | 69.92 | 40960M | 40960M | 4096M | 128 | 60 |  | 500 | n/a |  | 60000 | 300
[15 empty] | 60 | 2000 | 37.9 | 781.6533 | 2358.5 | 10.35 | 40960M | 40960M | 4096M | 128 | 60 |  | 500 | 8000 | 3000 | 60000 | 300 | 20
[15 empty] | 0 | 0 | 5120 | 0 |  | 300 | 1024 | 4096 | 512 | 128 | 60 |  |  | n/a | 1000 | 60000 | 100 | 10
[18 empty] | 0 | Heap usage increases /user MB: | 1.024 | for 2000 users | 0 | per user
[19 empty] | Heap usage / website deployment increases MB: | 781.6533 | for 2000 users | 0 | per wsite | 409.6
[19 empty] | Permgen increase per user/per website in MB: | 1.25 | 10.35
[15 empty] | Machine Name | Version | CPUs | RAM (GB) |  |  |  | CPU GHz | RAM GB
[15 empty] | Server Machine | JBoss [EAP] 5.1.0 | 6 processor 2.27 GHz Intel Xeon X7560 | 56 |  | HP Proliant DL380 G6 | 2x Quad Core Intel® Xeon® processor X5550 (8MB L3 cache, 95W, DDR3-1333 RDIMMs, HT, Turbo 2/2/3/3) | 2.66 | 72 | 6x146GB 10K SAS, 6x300GB 10K SAS | WinSvr2003R2 SP2 32/64 | Number of demo db websites loaded | available bytes | Avail MB | Avail GB | RAM used MB | RAM Delta MB | RAM Delta GB
[26 empty] | baseline | 72270214296 | 68922.2472 | 67.3069 | 4805.7528
[15 empty] | RESOURCE NAME | RESOURCE UTILIZATION BY JBOSS | Total App Server resources |  | X7560 is an 8-core cpu at 2.27 GHz | [6 empty] | 1 web | 70509820535 | 67243.4049 | 65.6674 | 6484.5951 | 1678.8423 | 1.6395
[15 empty] | Physical Memory usage (RAM) | 43GB | 56GB |  | x7460 is 6-core cpu 2.66GHz | [6 empty] | 2 web | 69985821848 | 66743.6808 | 65.1794 | 6984.3192 | 499.7241 | 0.48801
[15 empty] | Processor Usage (CPU %) | 26% | 6 proc x7560 | [8 empty] | 3 web | 69606113285 | 66381.5625 | 64.8257 | 7346.4375 | 362.1183 | 0.35363
[15 empty] | Server start time | 3 Hour(Takes around 3 minute to deploy one websites * 60) | [9 empty] | 4 web | 69193092815 | 65987.6755 | 64.4411 | 7740.3245 | 393.887 | 0.38466
[15 empty] | Server stop time | 30 seconds | [9 empty] | 5 web | 68734971195 | 65550.7767 | 64.0144 | 8177.2233 | 436.8988 | 0.42666
[26 empty] | 10 web | 66343496631 | 63270.0888 | 61.7872 | 10457.9112 | 2280.6879 | 2.2272
[30 empty] | per website delta | 456.1376 | 0.44545
Reset Defaults
Note on A41: \jboss\jsw\jconfig
Note on F41: GE User: File Path: jboss\standalone\configuration\standalone.xml
Note on Q41: GE User: File Path: jboss\standalone\configuration\standalone.xml
Note on I53: #Cores per CPU : CPU Model ranges 4 : E3-1230->E3-1290, v1-v4 4 : E5-1620, E5-4603 6 : E5-2420->E5-2440 6 : E7-4809v2,E7-8893v2 8 : E5-2450->E5-4650 8 : E7-4820v2 10 : E7-2850->E7-8870 10 : E7-4830v2, E7-8891v2 12 : E5-2695v2->E5-2697v2 12 : E7-2850v2,E7-4850/60v2,E7-8850/57v2 14 : E5-2683/2695/2697/4660v3, E7-4850v3 15 : E7-x870v2->E7-x890v2, x=2,4,8 16 : E5-2698/4667v3, E7-8860/8867v3 18 : E5-2699/4669v3, E7-8870->8890v3
Note on I54: CPU Model can be determined by one of the following: - From the system BIOS - Device manager within Server manager at either the Host level or within one of the VMs. Go to the Processors section , hi-light one of the processors and display processor properties. On Win Server 2012, it is displayed within Server manager directly. - Run an MSinfo32 report, CPU model is listed in the summary.
Note on I62: #Cores per CPU : CPU Model ranges 4 : E3-1230->E3-1290, v1-v4 4 : E5-1620, E5-4603 6 : E5-2420->E5-2440 6 : E7-4809v2,E7-8893v2 8 : E5-2450->E5-4650 8 : E7-4820v2 10 : E7-2850->E7-8870 10 : E7-4830v2, E7-8891v2 12 : E5-2695v2->E5-2697v2 12 : E7-2850v2,E7-4850/60v2,E7-8850/57v2 14 : E5-2683/2695/2697/4660v3, E7-4850v3 15 : E7-x870v2->E7-x890v2, x=2,4,8 16 : E5-2698/4667v3, E7-8860/8867v3 18 : E5-2699/4669v3, E7-8870->8890v3
Note on I63: CPU Model can be determined by one of the following: - From the system BIOS - Device manager within Server manager at either the Host level or within one of the VMs. Go to the Processors section , hi-light one of the processors and display processor properties. On Win Server 2012, it is displayed within Server manager directly. - Run an MSinfo32 report, CPU model is listed in the summary.
Note on AC69: Oubre, Steve (GE Healthcare): jboss\jsw\wrapper.conf
Note on AG69: Oubre, Steve (GE Healthcare): jboss\server\default\deploy\DefaultDS-ds.xml
Note on AJ69: jboss\server\default\deploy\jbossweb.sar\Server.xml <Connector protocol="HTTP/1.1" port="8080" address="${jboss.bind.address}" maxThreads="3000" maxHttpHeaderSize="8192" connectionTimeout="60000" acceptCount="500" redirectPort="8443" /> <Connector protocol="HTTP/1.1" SSLEnabled="true" port="8443" address="${jboss.bind.address}" maxThreads="3000" maxHttpHeaderSize="8192" connectionTimeout="60000" acceptCount="500" scheme="https" secure="true" clientAuth="false" keystoreFile="${jboss.server.home.dir}/conf/keystore.jks" keystorePass="changeit" sslProtocol="TLS" />
Note on AL69: jboss\server\default\conf\jboss-service.xml
Note on AA70: Oubre, Steve (GE Healthcare): wrapper.java.additional.5=-Xms40960m
Note on AB70: Oubre, Steve (GE Healthcare): wrapper.java.additional.6=-Xmx40960m
Note on AC70: Oubre, Steve (GE Healthcare): wrapper.java.additional.7=-XX:MaxPermSize=4096m
Note on AD70: Oubre, Steve (GE Healthcare): wrapper.java.additional.15=-XX:ReservedCodeCacheSize=128m
Note on AE70: Oubre, Steve (GE Healthcare): wrapper.ping.timeout=900
Note on AG70: Oubre, Steve (GE Healthcare): <max-pool-size>500</max-pool-size>
Note on AH70: Oubre, Steve (GE Healthcare): <blocking-timeout-millis>8000</blocking-timeout-millis>
Note on AL70: Oubre, Steve (GE Healthcare): <attribute name="MaximumPoolSize">20</attribute>
Note on X72: per website
Note on Z72: per website
Note on X73: Per user
Note on Z73: Per user
Note on X74: per website
Note on Z74: per website
Note on X75: per website
Note on Z75: per website

## Defaults (hidden)
| Value |  | Used In |  |  | Tab
Users per core, CCC = YES | 8
Users per core, CCC = NO | 10
| 4096 |  | Amount of RAM required. This number must be a minimum of: |  |  | Windows Server Info
| 80 |  | Amount of disk storage needed per vm in GB: |  |  | Citrix or Terminal Servers Info
| 2 |  | Number of disks needed per server
| 16384 |  | · P25 on the Config_Citrix tab Static value for RAM in MB
| 32768 |  | · P26 on the Config_Citrix tab Static value for RAM in MB
| 1 |  | P30 Number of quad core CPUs needed per server:
S58 is an artifact from the original port of the CEMR hardware calculator to CPS. It referred to the “memory multiplier”, a built-in scaling factor we used to pad the amount of RAM needed.
For notes - copy/paste to notepad 1st before copying into comments
#Cores per CPU : CPU Model ranges | CPU Family | #cores | CPU Model | #cores |  | Virtual / Physical config checklists, Citrix or Terminal Server Info
| max RAM GB |  | Select One: |  |  |  | Storage RAID level |  | Storage interface | Hypervisor flavor
4 : E3-1230->E3-1290, v1-v4 | 32 | 4 | 4 core E3 v1-4 Series | 4 |  |  | Select One: |  | Select One: | Select One:
4 : E5-1620, E5-4603 | 384 | 4 | 4 core E5 v1-3 Series | 4 |  |  | Raid0 |  | SATA | MS 2008r2 Hyperv
6 : E5-2420->E5-2440 | 384 | 4 | 4 core E7 v3 Series | 4 |  |  | Raid1 or 10 |  | SAS | MS 2012r2 Hyperv
6 : E7-4809v2,E7-8893v2 | 1536 | 6 | 6 core E5 v1-3 Series | 6 |  |  | Raid5 or 50 |  | FC | VMWare ESXi
8 : E5-2450->E5-4650 | 2048 | 6 | 6 core E7 v1-2 Series | 6 |  |  | Raid6 |  | iSCSI | VMWare vSphere Std
8 : E7-4820v2 | 1536 | 8 | 8 core E5 v1-3 Series | 8 |  |  | Other |  |  | VMWare vSphere Ent
10 : E7-2850->E7-8870 |  | 8 | 8 core E7 v1-3 Series | 8 | [5 empty] | VMWare vSphere Ent +
10 : E7-4830v2, E7-8891v2 |  | 10 | 10 core E5 v2-3 Series | 10 |  |  | Spindle RPM Speed |  | Storage Spindle type
12 : E5-2695v2->E5-2697v2 | 1536 | 10 | 10 core E7 v1-3 Series | 10 |  |  | Select One: |  | Select One:
12 : E7-2850v2,E7-4850/60v2,E7-8850/57v2 |  | 12 | 12 core E5 v2-3 Series | 12 |  |  | 7200 RPM |  | Disk | Server OS
14 : E5-2683/2695/2697/4660v3, E7-4850v3 |  | 12 | 12 core E7 v2-3 Series | 12 |  |  | 10K RPM |  | SSD | Select One:
15 : E7-x870v2->E7-x890v2, x=2,4,8 |  | 14 | 14 core E5 v3 Series | 14 |  |  | 15K RPM |  |  | Win Svr 2008 R2
16 : E5-2698/4667v3, E7-8860/8867v3 |  | 14 | 14 core E7 v3 Series | 14 |  |  | SSD |  | SQL DB Version: | Win Svr 2012
18 : E5-2699/4669v3, E7-8870->8890v3 |  | 15 | 15 core E7 v2 Series | 15 |  |  |  |  | SQL Svr 2008 R2 sp3 | Win Svr 2012 R2
|  | 16 | 16 core E7 v3 Series | 16 |  |  |  |  | SQL Svr 2012 sp2 | Other
|  | 18 | 18 core E7 v3 Series | 18 |  |  |  |  | SQL Svr 2014 sp1
|  |  | Other | [5 empty] | Other
|  | Jboss Server configs (upto x number concurrent users) |  |  |  | Virturalized/Physical Config Checklist
|  | upto user load | ram (GB) | CPUs
| 1 | 50 | 8 | 2
| 2 | 200 | 8 | 4
| 3 | 500 | 12 | 4
| 4 | 1000 | 15 | 8
| 5 | 2000 | 20 | 16
| multitenant |  | multitenant sizing w/ EMR: Jboss server config |  |  | DB Server Config
| sizing dropdown |  | multitenant websites | cpu | ram | CPU | Ram | #users
| selection |  | 1
| 1 |  | 4 | 6 | 15 | 6 | 32 | 200
| 4 |  | 8 | 12 | 21 | 8 | 36 | 400
8
|  |  | multitenant sizing PM-only : Jboss svr config |  |  | DB Server Config
|  |  | multitenant websites | cpu | ram | CPU | Ram | #users
1
|  |  | 4 | 2 | 11 | 4 | 16 | 200
|  |  | 10 | 4 | 13 | 8 | 24 | 400
|  |  | 15 | 4 | 17 | 8 | 24 | 500
Valid Operating System
Select One:
Windows Server 2008 R2 64 bit
Windows Server 2012 64 bit
Windows Server 2012 R2 64 bit
Note on D5: 212040613: SO: G64 is a static minimum used in the calculation for H61.

## Physical Config Checklist
Configuration Checklist - Standalone Physical Servers | [13 empty] | PM-Only? | No
Please complete all blue cells where applicable | [13 empty] | Physical Configuration Checklist | 1 | processor model range
Single Website Deployment Recommendations | [7 empty] | Citrix Server Recommendations
Standalone Dbase Server |  | These recommendations are for the specified loads of: (from 'Clinical Info' tab) | [5 empty] | Standalone Citrix/Windows Terminal Services Server | [6 empty] | 9000
Number of Populated CPU Sockets |  | Concurrent Users: | 0 |  |  |  |  | Number of Populated CPU Sockets
Number of physical cores per CPU |  | Medical Practioners: | 0 |  |  |  |  | Number of physical cores per CPU | Select One: | [7 empty] | root | db/app | citrix | max
Hyper-Threading Enabled ? | Select One: | [6 empty] | Hyper-Threading Enabled ? | [5 empty] | Physical Configuration Checklist | 1 | cpu sockets | 55 | 5520 | 5550 | 5590
# of Disks Allocated to Database: | Select One: | [6 empty] | # of Disks Allocated to Server: | [6 empty] | 2 |  | 56 | 5618 | 5620 | 5690
Storage Type | Select One: | [6 empty] | Disk bus connection: ie FC, iSCSI, SAS, NAS, etc. | [6 empty] | 3 |  | 65 | 6510 | 6510 | 6650
Disk RPM Speed (K RPM) | [9 empty] | Minimum Spec | In Spec? |  |  |  | 4 |  | 75 | 7520 | 7520 | 7560
Disk bus connection: ie FC, iSCSI, SAS, NAS, etc. | [7 empty] | CPU Model number (i.e. 5640 or E5-2420) |  | 5550 | <--Enter Data |  |  | Physical Configuration Checklist | 2 | cpu cores per socket | E3 | E3-1230 | E3-1230 | E3-1290
|  | Minimum Spec | In Spec? |  |  |  |  | RAM (GB) needed per Citrix Server |  | 10 | <--Enter Data |  |  |  | 4 |  | E5 | E5-2420 | E5-2420 | E5-4650
CPU Model number (i.e. 5640 or E5-2420) |  | 5520 | <--Enter Data |  |  |  |  | Server OS | Win Svr 2022 64 bit | Win Svr 2022 64 bit | Yes |  |  |  | 6 |  | E7 | E7-2850 | E7-2850 | E7-8870
RAM (GB) |  | 12 | <--Enter Data |  |  |  |  | Usable Disk Storage (GB) |  | 146 | <--Enter Data |  |  |  | 8
Server OS (Standard Or Enterprise Or Data Center) | Win Svr 2016 64 bit | Win Svr 2016 64 bit | Yes |  |  |  |  | Raid Level | Select One: | See Note* | <--Enter Data |  |  |  | 10
Database Usable Disk Storage (GB) |  | 0 | <--Enter Data |  |  |  |  | If Raid=other, enter Raid Level | [6 empty] | 12
DB Raid Level | Select One: | See Note* | <--Enter Data |  |  |  |  | Allocated Terminals per server |  | 0 | <--Enter Data |  |  |  | 14
If Raid=other, enter Raid Level | [7 empty] | Total Number of Citrix/WTS Servers required for the concurrent users entered |  | 0 | <--Enter Data |  |  |  | 15
Core Count | 0 | 4 | <--Enter Data |  |  |  |  | Cores needed per Citrix server |  | 4 | <--Enter Data |  |  |  | 16
[8 empty] | Total # of Core's required for the concurrent users entered |  | 0 | <--Enter Data |  |  |  | 18
Jboss / GUI Application Server |  |  |  | DB Storage IOPS requirements | Minimum Spec | Customer Config | In Spec?
Number of Populated CPU Sockets |  |  |  | Daily Operation Reads | 0
Number of physical cores per CPU |  |  |  | Daily Operation Writes | 0 |  | <--Enter Data | <--If data is unavailable then skip.
Hyper-Threading Enabled ? | Select One: | [6 empty] | Data is calculated on 'Database Server Info' Tab | [5 empty] | Physical Configuration Checklist | 1 | Citrix server spindle count (don't want alpha)
|  | Minimum Spec | In Spec? | [10 empty] | Windows Server Levels | Select One: | Dbase server info, Physical Server info
CPU Model number (i.e. 5640) |  | 5520 | <--Enter Data | Total Number Of GUI -Application Servers | [10 empty] | Win Svr 2016 64 bit
RAM (GB) |  | 12 | <--Enter Data | [11 empty] | Win Svr 2019 64 bit
Server OS (Standard Or Enterprise Or Data Center) | Win Svr 2016 64 bit | Win Svr 2016 64 bit | Yes | [11 empty] | Win Svr 2022 64 bit
Usable Disk Storage (GB) |  | 122.25 | <--Enter Data
Raid Level |  | See Note* | Yes
If Raid=other, enter Raid Level
Core Count | 0 | 4 | <--Enter Data
|  | 1 | [15 empty] | PM Only License | [5 empty] | PM + EMR
Interop Application Server | Customer Config | Minimum Spec | In Spec? | Load Balancer | Customer Config | Minimum Spec | In Spec? | [6 empty] | Physical |  | Hyperthreading? |  | DB CPU | DB RAM | Jboss CPU | JBOSS RAM | Interop CPU | Interop RAM | DB CPU | DB RAM | Jboss CPU | JBOSS RAM | Interop CPU | Interop RAM
Total number of concurrent users supported on Application server | 0 |  | 0 | # vCPUs | [13 empty] | DB CPU | DB RAM | Jboss CPU | JBOSS RAM | Interop CPU | Interop RAM | DB CPU | DB RAM | Jboss CPU | JBOSS RAM | Interop CPU | Interop RAM
# vCPUs |  |  | <--Enter Data | # vCPUs |  |  | <--Enter Data | [9 empty] | 1 | 6 | 0 | 6 | 18 | Not Recommended | Not Recommended | 6 | 16 | 4 | 12 | Separate Interop Server Not Recommended | Separate Interop Server Not Recommended
RAM (GB) |  |  | <--Enter Data | RAM (GB) |  |  | <--Enter Data | [9 empty] | 4 | 6 | 0 | 6 | 18 | Not Recommended | Not Recommended | 6 | 0 | 4 | 18 | 4 | 20
Disk Storage (GB) |  | 63 | <--Enter Data | Disk Storage (GB) |  | 63 | <--Enter Data | [9 empty] | 8 | [6 empty] | 8 | 0 | 4 | 24 | 4 | 26
[17 empty] | 10 | 6 | 0 | 4 | 21 | Not Recommended | Not Recommended
Multi Website Deployment Recommendations | [16 empty] | 15 | 6 | 0 | 4 | 30 | Not Recommended | Not Recommended
Total number of websites to be hosted on Application server | 15 | If Jboss installation will host multiple website deployments, please select the maximum number you will support on your implementation from the dropdown list to the left - the multiple website deployment counts in the dropdown list are the only valid options. If not, then leave blank.
Standalone DB Server | Customer Config | Minimum Spec | In Spec? | GUI/Application Server | Customer Config | Minimum Spec | In Spec?
# vCPUs |  | 0 | <--Enter Data | # vCPUs |  | 0 | <--Enter Data
RAM (GB) |  | 0 | <--Enter Data | RAM (GB) |  | 0 | <--Enter Data
Disk Storage (GB) |  | 0 | <--Enter Data | Disk Storage (GB) |  | 63 | <--Enter Data
Interop Server | Customer Config | Minimum Spec | In Spec?
# vCPUs |  | 0 | <--Enter Data
RAM (GB) |  | 0 | <--Enter Data
Disk Storage (GB) |  | 63 | <--Enter Data
Jboss / Interop App Server | Customer Config | [6 empty] | Jboss- Load Balancer Server | Customer Config | [5 empty] | Select One:
Number of Populated CPU Sockets | [7 empty] | Number of Populated CPU Sockets | [6 empty] | Yes
Number of physical cores per CPU | [7 empty] | Number of physical cores per CPU | [6 empty] | No
Hyper-Threading Enabled ? | Select One: | [6 empty] | Hyper-Threading Enabled ? | Select One:
|  | GE Spec | In Spec? | [6 empty] | GE Spec | In Spec? | Jboss horizontal scaling? |  |  | Select One: | Enter DB Disk Raid Level:
CPU Model number (i.e. 5640) |  | 5520 | <--Enter Data |  |  | Split Jboss App Server into separate UI / Interop servers? | Select One: | CPU Model number (i.e. 5640) |  | 5520 | <--Enter Data | Select One: |  |  | Raid0
RAM (GB) |  | #N/A | <--Enter Data |  |  |  | Select One: | RAM (GB) |  |  | <--Enter Data | Yes |  |  | Raid1 or 10
Server OS (Standard Or Enterprise Or Data Center) | Select One: | Win Svr 2012 R2 64 bit/Win Svr 2016 64 bit | <--Enter Data |  |  |  |  | Server OS (Standard Or Enterprise Or Data Center) | Select One: | Win Svr 2008 R2 SP1 64 bit Win Svr 2012 R2 64 bit Win Svr 2012 64 bit | <--Enter Data | No |  |  | Raid5 or 50
Usable Disk Storage (GB) |  | 63 | <--Enter Data |  |  |  |  | Usable Disk Storage (GB) |  | 63 | <--Enter Data |  |  |  | Raid6
Raid Level | Select One: | See Note* | <--Enter Data |  |  |  |  | Raid Level | Select One: | See Note* | <--Enter Data |  |  |  | Other
If Raid=other, enter Raid Level | [7 empty] | If Raid=other, enter Raid Level | [12 empty] | Other
Core Count | 0 | #N/A | <--Enter Data |  |  |  |  | Core Count | 0 |  | <--Enter Data
JBoss Configuration Settings - hover cursor over cells with red triangle in upper right corners to see notes. | [14 empty] | Select One: | Enter Disk RPM Speed :
wrapper.conf | 0 | 0 |  | datasource: pool-name=<website_name> | 0 | 0 |  | Threads/Transactions | 0 | 0 |  | Hyperthread enabled? | Select one: | Citrix VM oversubscribed? | 7200 RPM
minheap | 0 | 0 |  | min-pool-size | 0 | 0 |  | Max Threads | Auto configured by JBoss | Auto configured by JBoss |  |  |  | Yes | 10K RPM
maxheap | 0 | 0 |  | max-pool-size | 0 | 0 |  | JBoss transaction timeout in seconds | 172800 | 172800 |  |  | Yes |  | 15K RPM
maxpermsize | 512 | 512 | [5 empty] | Accept Count | Auto configured by JBoss | Auto configured by JBoss |  |  |  |  | SSD
reserved code cache size | 0 | 0
wrapper ping timeout | 0 | 0
[15 empty] | Select One: | Enter Storage Type
SATA
Notes: | [14 empty] | SAS
1. To verify a CPU's hyper-threading (HT) capability, a) note the exact model number listed above and b) use the link for the processor make (located to the right) to look up processor details, making note of the number of cores and threads supported. If #cores = #threads, HT is not supported. If #threads = 2x #cores, HT is supported. Determining if HT is enabled must be done at the host level, a) either by going into the BIOS on system boot up and checking the setting or b) counting the number of logical processors within the host OS. | [8 empty] | Link to Intel Processors | Link to AMD Processors | Link to CPU performance benchmarks |  |  |  | FC
2. AMD processors do not support hyper-threading. | [14 empty] | SSD
3. Intel Xeon E7-8837 CPU does not support hyper-threading. | [14 empty] | Virtualized?
4. A "No*" value in the In Spec? column for the CPU configuration means that although the number of cores for your CPU model meet or exceed our Spec, the CPU performance may be below the benchmark for the recommended CPU. Utilize the link to CPU performance benchmarks above and to the right for more information. | [13 empty] | Sel | Select One: | Physical or VM for DB server?
[15 empty] | Select One: | Single DB/App Server ?
[15 empty] | Select One: | Virtual Citrix/TS server?
[14 empty] | Sel | Select One: | Physical or VM for App server?
Note on L11: CPU Model can be determined by one of the following: - From the system BIOS - Device manager within Server manager. Go to the Processors section , hi-light one of the processors and display processor properties. On Win Server 2012, it is displayed within Server manager directly. - Run an MSinfo32 report, CPU model is listed in the summary.
Note on B13: CPU Model can be determined by one of the following: - From the system BIOS - Device manager within Server manager. Go to the Processors section , hi-light one of the processors and display processor properties. On Win Server 2012, it is displayed within Server manager directly. - Run an MSinfo32 report, CPU model is listed in the summary.
Note on M15: Choosing the appropriate RAID level is a matter of balancing performance with the most efficient use of resources. Various RAID levels will offer different performance characteristics and some level of protection from disk failure(s). We will support any RAID level except RAID 0, but we recommend RAID 1 for Citrix / Terminal Server implementations.
Note on C17: Choosing the appropriate RAID level is a matter of balancing performance with the most efficient use of resources. Various RAID levels will offer different performance characteristics and some level of protection from disk failure(s). GE will support any RAID level except RAID 0, provided the IOPS performance requirements on the 'Database Server Info' tab are met.
Note on B26: CPU Model can be determined by one of the following: - From the system BIOS - Device manager within Server manager. Go to the Processors section , hi-light one of the processors and display processor properties. On Win Server 2012, it is displayed within Server manager directly. - Run an MSinfo32 report, CPU model is listed in the summary.
Note on C30: Choosing the appropriate RAID level is a matter of balancing performance with the most efficient use of resources. Various RAID levels will offer different performance characteristics and some level of protection from disk failure(s). We will support any RAID level except RAID 0, provided the IOPS performance requirements on the 'Database Server Info' tab are met.
Note on B58: CPU Model can be determined by one of the following: - From the system BIOS - Device manager within Server manager. Go to the Processors section , hi-light one of the processors and display processor properties. On Win Server 2012, it is displayed within Server manager directly. - Run an MSinfo32 report, CPU model is listed in the summary.
Note on H58: Select 'Yes' if Jboss App server is to be split into separate UI and Interop app servers. Otherwise, select 'No'.
Note on L58: CPU Model can be determined by one of the following: - From the system BIOS - Device manager within Server manager. Go to the Processors section , hi-light one of the processors and display processor properties. On Win Server 2012, it is displayed within Server manager directly. - Run an MSinfo32 report, CPU model is listed in the summary.
Note on C60: GE User: We support Standard/Enterprise/Data Center versions for the below OS versions Win Svr 2012 R2 64 bit Win Svr 2016 64 bit
Note on M60: GE User: We support Standard/Enterprise/Data Center versions for the below OS versions Win Svr 2008 R2 SP1 64 bit Win Svr 2012 R2 64 bit Win Svr 2012 64 bit
Note on C62: Choosing the appropriate RAID level is a matter of balancing performance with the most efficient use of resources. Various RAID levels will offer different performance characteristics and some level of protection from disk failure(s). GE will support any RAID level except RAID 0, provided the IOPS performance requirements on the 'Database Server Info' tab are met.
Note on M62: Choosing the appropriate RAID level is a matter of balancing performance with the most efficient use of resources. Various RAID levels will offer different performance characteristics and some level of protection from disk failure(s). GE will support any RAID level except RAID 0, provided the IOPS performance requirements on the 'Database Server Info' tab are met.
Note on F66: GE User: File Path: jboss\standalone\configuration\standalone.xml
Note on K66: GE User: File Path: jboss\standalone\configuration\standalone.xml
Reset Defaults

## Add On & Desktop Applications
Configuration Checklist - Workstations / 3rd Party Configurations
athenaPractice System type | Number Cores /VCPUs | RAM (GB) | Diskspace | SW Version | OS Version | SQL server Version | IE version
Client Workstation | 4 | 8 | 40 GB minimum free disk space |  | Windows 10, Versions 21H1 and 21H2 Windows 11, 22H2 |  | Edge should be the default version. IE support has been removed by Microsoft
CCC Basic | 4 | 8 |  | CC Basic 24 | Windows 10, Versions 21H1 and 21H2 Windows 11, 22H2 |  | Edge should be the default version. IE support has been removed by Microsoft
Kafka Data agent Sync (Recommended to install the Kafka data agent sync outside application GUI and Interop server. Data agent sync would need 2 VCPU and 4GB of RAM) | 4 | 4 | 10 GB
Scheduling workstations require higher res video graphics cards (See 'Configuring Environments for athenaPractice' for details).
Data Exchange Server (DES) | 4 | 4 + | 250 GB |  | Windows 10, Versions 21H1 and 21H2 Windows 11, 22H2 Windows Server 2016 Windows Server 2019 Windows Server 2022 Standard/Datacenter 64-bit Note: Please refer to the hardware recommendations from Qvera Install guide
Data Transfer Station (DTS) |  |  | 2 GB |  |  |  | Edge should be the default version. IE support has been removed by Microsoft
MIK( Recommended to install on Data Base Server) |  |  | 25 MB
Qvera Interface Engine (QIE)
(QIE) < 50 CCDA per day or < 5000 messages per day. (Run on DES Server) |  |  |  | 23.4.1.16409
(QIE) 50-500 CCDA per day or 5,000 to 50,000 messages per day. | 4 | 2-4 | 10 GB | 23.4.1.16409
(QIE) 501-5,000 CCDA per day or 50,001 to 500,000 messages per day. | 6 | 4-8 | 20 GB | 23.4.1.16409
(QIE) > 5,001 CCDA per day or > 500,001 messages per day. | 6-12 | 10-16 | 50 GB | 23.4.1.16409
athenaPractice Analytics^^ | 4 | 4 |  | athenaPractice Analytics 25.0 | Windows Server 2016 Windows Server 2019 Windows Server 2022 Standard/Datacenter 64-bit | SQL Server 2016 SP3 , 2017 ,2019 and 2022
Clinical Quality Reporting | 4 | 4
Faxing (Biscom - Faxcom CV)* | 4 | 2 | 20 GB | TBD
A/R Accelerator:
1 - 125 Users | 8 | 24 | Preferred RAID 10 data array with the greater of 250 GB or 2.5 times your current athenaPractice database size Minimum 60 GB OS partition Separate array (100 GB) for log files optional for increased performance |  | Windows Server 2008 R2 or above | Supports SQL Server 2008 R2 SP3 or above
126 - 250 Users | 12 | 24
VMware ESX or ESXi with vSphere 4.x or later | 4 | 8 | 250 GB (thin provisioning allowed) | Confirm ID for EPCS | (Provided as a self-contained Linux .OVF)
Microsoft Hyper-V x64 or later (host OS Win server 2012 R2 or later) | 4 | 8 | 250 GB (thin provisioning allowed) |  | (Provided as a self-contained Linux .VHD)
Surescripts Enterprise Services (formerly Kryptiq) components**
eSM | Not Applicable as there is no eSM support.
InDxLogic Document Management
Document Management (DM) (1-20 users)*** | 2 | 4 | 500 GB | DM v10.8 | Windows Server 2014, 2016, 2019 and 2022 Standard/Datacenter 64-bit | SQL 2014,2016,2017,2019 and SQL 2019(Standard or Enterprise Editions) | Edge should be the default version. IE support has been removed by Microsoft
Document Management (DM) (21-70 users)*** | 2 | 4 | 1 TB | DM v10.8 | Windows Server 2014, 2016, 2019 and 2022 Standard/Datacenter 64-bit | SQL 2014,2016,2017,2019 and SQL 2019(Standard or Enterprise Editions) | Edge should be the default version. IE support has been removed by Microsoft
Document Management (DM) (71- 200 users)*** | 4 | 6 | 1.5 TB | DM v10.8 | Windows Server 2014, 2016, 2019 and 2022 Standard/Datacenter 64-bit | SQL 2014,2016,2017,2019 and SQL 2019(Standard or Enterprise Editions) | Edge should be the default version. IE support has been removed by Microsoft
Document Management (DM) (201- 300 users)*** | 4 | 8 | 2 TB | DM v10.8 | Windows Server 2014, 2016, 2019 and 2022 Standard/Datacenter 64-bit | SQL 2014,2016,2017,2019 and SQL 2019(Standard or Enterprise Editions) | Edge should be the default version. IE support has been removed by Microsoft
SMPP has been replaced by MOT - ezAccess 4.0.328.90 and above (Cloud Based)
athenaFlex Bridge 1.x - athenaFlex Bridge is a service that synchronizes data between athenaFlow and athenaPractice ****
Notes: * Physical system only, not supported in VMs unless running the current version with the SR-140 gateway, etc. (VM configuration w/ SR-140 gateway has not been validated by Athenahealth)
** Surescripts components are no longer supported
*** Varies based on Scanned Docs and Images (30,000 scanned pages (8.5 x 11 inches, black and white, 150 dpi) require approximately 1 GB of hard drive space. Grayscale and color scanning require 4‐10 times that amount). 300 GB Minimum.
**** Please refer to Installation Guide "Installation_Guide_LinkLogic_MIK_aFlex_Bridge.pdf" in Customer Portal for the configuration of athenaFlex Bridge
Note on H3: Virence User: If you have custom HTML forms, we will be using Chromium for opening some HTML forms. Please refer to Release Notes for more information. Chromium is an open source version of Google Chrome (www.chromium.org). This does not mean Google Chrome is supported
Note on H4: Virence User: If you have custom HTML forms, we will be using Chromium for opening some HTML forms. Please refer to Release Notes for more information. Chromium is an open source version of Google Chrome (www.chromium.org). This does not mean Google Chrome is supported
Note on H8: Virence User: If you have custom HTML forms, we will be using Chromium for opening some HTML forms. Please refer to Release Notes for more information. Chromium is an open source version of Google Chrome (www.chromium.org). This does not mean Google Chrome is supported
Note on H27: Virence User: If you have custom HTML forms, we will be using Chromium for opening some HTML forms. Please refer to Release Notes for more information. Chromium is an open source version of Google Chrome (www.chromium.org). This does not mean Google Chrome is supported
Note on H28: Virence User: If you have custom HTML forms, we will be using Chromium for opening some HTML forms. Please refer to Release Notes for more information. Chromium is an open source version of Google Chrome (www.chromium.org). This does not mean Google Chrome is supported
Note on H29: Virence User: If you have custom HTML forms, we will be using Chromium for opening some HTML forms. Please refer to Release Notes for more information. Chromium is an open source version of Google Chrome (www.chromium.org). This does not mean Google Chrome is supported
Note on H30: Virence User: If you have custom HTML forms, we will be using Chromium for opening some HTML forms. Please refer to Release Notes for more information. Chromium is an open source version of Google Chrome (www.chromium.org). This does not mean Google Chrome is supported

## Network Bitrate Calculations
|  | Clinic Network Bitrate calculators | [11 empty] | User type definitions: see comments for typical tasks
The below network bitrate calculators are provided to help customers estimate the amount of network traffic | [13 empty] | MD | = | Physician
they may experience through the use of athenaPractice. Move your cursor over each user type to the right to see the typical | [13 empty] | MA | = | Medical Assistant
tasks measured. Note that the per user bitrates and burst rates shown below were observed on a demo database. | [13 empty] | FD1 | = | Appointment Scheduler/Front Desk
Depending on the amount of existing data in a patient's chart, the actual bitrates / burst rates observed within | [13 empty] | FD2 | = | Check In/Front Desk
a customer environment will vary. | [13 empty] | RC | = | Receptionist / Checkout
[14 empty] | BC | = | Billing Clerk
[14 empty] | Rx | = | Triage Nurse
| Assumptions: |  |  |  |  | #Patients/hour/MD: | 5 | [6 empty] | MRC | = | Medical Records Clerk
[6 empty] | #Prescriptions/hour/MD: | 3 | [6 empty] | OM | = | Administrative Tasks
[6 empty] | #RxRefills/hour: | 5 | [8 empty] | Printing
Printing(b)
2-tier / Fat client bitrate calculator | [15 empty] | Invoke
Enter |  |  |  |  | Bitrate | Burst rate | [10 empty] | Bitrate | Burst rate
User count | / type |  |  |  | per user | per user |  |  | Bit Rate |  | Burst Rate | [5 empty] | per user | per user
5 | MD | = | 5 | * | 44.2986 | 7352.2848 | Kbits/sec | = | 221.4931 | Kbits/sec | 36761.424 | Kbits/sec |  |  |  |  | 36.9155 | 7002.176
4 | MA | = | 4 | * | 38.2383 | 5845.5572 | Kbits/sec | = | 152.9532 | Kbits/sec | 23382.2288 | Kbits/sec |  |  |  |  | 31.8652 | 5567.1973
1 | FD1 | = | 1 | * | 117.2916 | 20000.3384 | Kbits/sec | = | 117.2916 | Kbits/sec | 20000.3384 | Kbits/sec |  |  |  |  | 97.743 | 19047.9413
1 | FD2 | = | 1 | * | 25.513 | 1646.5344 | Kbits/sec | = | 25.513 | Kbits/sec | 1646.5344 | Kbits/sec |  |  |  |  | 21.2608 | 1568.128
1 | RC | = | 1 | * | 30.3277 | 6368.8128 | Kbits/sec | = | 30.3277 | Kbits/sec | 6368.8128 | Kbits/sec |  |  |  |  | 25.2731 | 6065.536
1 | BC | = | 1 | * | 9.5006 | 834.3272 | Kbits/sec | = | 9.5006 | Kbits/sec | 834.3272 | Kbits/sec |  |  |  |  | 7.9171 | 794.5973
1 | Rx | = | 1 | * | 10.5576 | 1072.4616 | Kbits/sec | = | 10.5576 | Kbits/sec | 1072.4616 | Kbits/sec |  |  |  |  | 8.798 | 1021.392
1 | MRC | = | 1 | * | 0.71604 | 150.3684 | Kbits/sec | = | 0.71604 | Kbits/sec | 150.3684 | Kbits/sec |  |  |  |  | 0.5967 | 143.208
1 | OM | = | 1 | * | 9.5006 | 834.3272 | Kbits/sec | = | 9.5006 | Kbits/sec | 834.3272 | Kbits/sec |  |  |  |  | 7.9171 | 794.5973
| Printing | = | 5 | * | 76.4738 | 9626.8872 | Kbits/sec | = | 382.3692 | Kbits/sec | 48134.436 | Kbits/sec |  |  |  |  | 63.7282 | 9168.464
| Printing(b) | = | 4 | * | 4.0079 | 4309.2588 | Kbits/sec | = | 16.0315 | Kbits/sec | 17237.0352 | Kbits/sec |  |  |  |  | 3.3399 | 4104.056
| Invoke | = | 16 | * | 1.8421 | 6684637.05 | Kbits/sec | = | 29.4737 | Kbits/sec | 106954192.8 | Kbits/sec |  |  |  |  | 1.5351 | 6366321
|  |  | Total Bit Rate for | 5 | Physician Clinic |  |  | = | 1005.7277 | Kbits/sec | 104600.2101 | Mbits/sec | Total burst rate
|  |  | Avg. Bit Rate for | 5 | Physician Clinic |  |  | = | 83.8106 | Kbits/sec | 8716.6842 | Mbits/sec | average burst rate with invoke
[11 empty] | 13.8869 | Mbits/sec | average burst rate minus invoke
| Note: | (b) If PM-only, printing bitrate / burstrate calculated at 50% of non-emr users specified in blue cells
printing out a fee slip.
3-Tier Calculators - use the one that fits your deployment model.
Windows Terminal Services (RDP) bitrate calculator
Enter |  |  |  |  | Bitrate | Burst rate | [10 empty] | Bitrate | Burst rate
User count | / type |  |  |  | per user | per user |  |  | Bit Rate |  | Burst Rate | [5 empty] | per user | per user
5 | MD | = | 5 | * | 3.9671 | 1540.098 | Kbits/sec | = | 19.8356 | Kbits/sec | 7700.49 | Kbits/sec |  |  |  |  | 3.3059 | 1466.76
4 | MA | = | 4 | * | 130.2174 | 1741.4236 | Kbits/sec | = | 520.8695 | Kbits/sec | 6965.6944 | Kbits/sec |  |  |  |  | 108.5145 | 1658.4987
1 | FD1 | = | 1 | * | 15.7824 | 379.6996 | Kbits/sec | = | 15.7824 | Kbits/sec | 379.6996 | Kbits/sec |  |  |  |  | 13.152 | 361.6187
1 | FD2 | = | 1 | * | 2.4405 | 702.3156 | Kbits/sec | = | 2.4405 | Kbits/sec | 702.3156 | Kbits/sec |  |  |  |  | 2.0338 | 668.872
1 | RC | = | 1 | * | 2.6714 | 968.87 | Kbits/sec | = | 2.6714 | Kbits/sec | 968.87 | Kbits/sec |  |  |  |  | 2.2261 | 922.7333
1 | BC | = | 1 | * | 5.4027 | 779.506 | Kbits/sec | = | 5.4027 | Kbits/sec | 779.506 | Kbits/sec |  |  |  |  | 4.5022 | 742.3867
1 | Rx | = | 1 | * | 2.2343 | 271.8492 | Kbits/sec | = | 2.2343 | Kbits/sec | 271.8492 | Kbits/sec |  |  |  |  | 1.8619 | 258.904
1 | MRC | = | 1 | * | 0.89808 | 188.5968 | Kbits/sec | = | 0.89808 | Kbits/sec | 188.5968 | Kbits/sec |  |  |  |  | 0.7484 | 179.616
1 | OM | = | 1 | * | 5.4027 | 779.506 | Kbits/sec | = | 5.4027 | Kbits/sec | 779.506 | Kbits/sec |  |  |  |  | 4.5022 | 742.3867
| Printing | = | 5 | * | 66.9636 | 8831.9 | Kbits/sec | = | 334.8181 | Kbits/sec | 44159.5 | Kbits/sec |  |  |  |  | 55.803 | 8411.3333
| Printing(b) | = | 4 | * | 3.9624 | 4260.3932 | Kbits/sec | = | 15.8497 | Kbits/sec | 17041.5728 | Kbits/sec |  |  |  |  | 3.302 | 4057.5173
| Invoke | = | 16 | * | 0.31987 | 1160762.4 | Kbits/sec | = | 5.118 | Kbits/sec | 18572198.4 | Kbits/sec |  |  |  |  | 0.26656 | 1105488
|  |  | Total Bit Rate for | 5 | Physician Clinic |  |  | = | 931.3229 | Kbits/sec | 18214.9766 | Mbits/sec | Total burst rate
|  |  | Avg. Bit Rate for | 5 | Physician Clinic |  |  | = | 77.6102 | Kbits/sec | 1517.9147 | Mbits/sec | average burst rate with invoke
[11 empty] | 7.0967 | Mbits/sec | average burst rate minus invoke
| Note: | (b) If PM-only, printing bitrate / burstrate calculated at 50% of non-emr users specified in blue cells
printing out a fee slip.
Citrix (ICA) bitrate calculator
Enter |  |  |  |  | Bitrate | Burst rate | [10 empty] | Bitrate | Burst rate
User count | / type |  |  |  | per user | per user |  |  | Bit Rate |  | Burst Rate | [5 empty] | per user | per user
5 | MD | = | 5 | * | 19.2045 | 1426.6644 | Kbits/sec | = | 96.0227 | Kbits/sec | 7133.322 | Kbits/sec |  |  |  |  | 16.0038 | 1358.728
4 | MA | = | 4 | * | 9.3388 | 1179.3852 | Kbits/sec | = | 37.3553 | Kbits/sec | 4717.5408 | Kbits/sec |  |  |  |  | 7.7824 | 1123.224
1 | FD1 | = | 1 | * | 15.4987 | 1559.306 | Kbits/sec | = | 15.4987 | Kbits/sec | 1559.306 | Kbits/sec |  |  |  |  | 12.9156 | 1485.0533
1 | FD2 | = | 1 | * | 10.8305 | 678.0816 | Kbits/sec | = | 10.8305 | Kbits/sec | 678.0816 | Kbits/sec |  |  |  |  | 9.0254 | 645.792
1 | RC | = | 1 | * | 10.364 | 818.2412 | Kbits/sec | = | 10.364 | Kbits/sec | 818.2412 | Kbits/sec |  |  |  |  | 8.6366 | 779.2773
1 | BC | = | 1 | * | 3.9939 | 445.7292 | Kbits/sec | = | 3.9939 | Kbits/sec | 445.7292 | Kbits/sec |  |  |  |  | 3.3282 | 424.504
1 | Rx | = | 1 | * | 2.2852 | 180.2276 | Kbits/sec | = | 2.2852 | Kbits/sec | 180.2276 | Kbits/sec |  |  |  |  | 1.9043 | 171.6453
1 | MRC | = | 1 | * | 1.0607 | 222.74 | Kbits/sec | = | 1.0607 | Kbits/sec | 222.74 | Kbits/sec |  |  |  |  | 0.88389 | 212.1333
1 | OM | = | 1 | * | 3.9939 | 445.7292 | Kbits/sec | = | 3.9939 | Kbits/sec | 445.7292 | Kbits/sec |  |  |  |  | 3.3282 | 424.504
| Printing | = | 5 | * | 61.0847 | 8413.2972 | Kbits/sec | = | 305.4233 | Kbits/sec | 42066.486 | Kbits/sec |  |  |  |  | 50.9039 | 8012.664
| Printing(b) | = | 4 | * | 3.6161 | 3888.0128 | Kbits/sec | = | 14.4643 | Kbits/sec | 15552.0512 | Kbits/sec |  |  |  |  | 3.0134 | 3702.8693
| Invoke | = | 16 | * | 1.325 | 4808008.8 | Kbits/sec | = | 21.1993 | Kbits/sec | 76928140.8 | Kbits/sec |  |  |  |  | 1.1041 | 4579056
|  |  | Total Bit Rate for | 5 | Physician Clinic |  |  | = | 522.4918 | Kbits/sec | 75197.2268 | Mbits/sec | Total burst rate
|  |  | Avg. Bit Rate for | 5 | Physician Clinic |  |  | = | 43.541 | Kbits/sec | 6266.4356 | Mbits/sec | average burst rate with invoke
[11 empty] | 6.5536 | Mbits/sec | average burst rate minus invoke
| Note: | (b) If PM-only, printing bitrate / burstrate calculated at 50% of non-emr users specified in blue cells
printing out a fee slip.
Reset Defaults
Note on R2: Physician tasks: -Log in / Log out -Bring up Chart Module / Join update -New Medication update -Allergy update -Drug Interaction Check -Problem update -Change properties / Sign chart
Note on R3: Medical assistant tasks: -Log in / Log out -Bring up chart module / Search for Patient name -Bring up patient chart -Start Chart Update (Gen Visit w/ Advisor or CCC*V8) -Update flowsheet (enter vitals) and put on hold
Note on R4: Scheduler tasks: -View a schedule -Create a new patient -Schedule an appointment -View patient information -Modify patient information -Create / modify a case
Note on R5: Check in tasks: -View a Schedule -Post a Copay -Modify patient information -Import attachments -View patient information -Import external charges
Note on R6: Checkout tasks: -View a schedule -Schedule an appointment -Collections (rpt preview) -Modify patient information -Enter a charge
Note on R7: Billing Clerk tasks per patient visit: -Create statements -View patient information -Post insurance payment (electronic remittance)
Note on R8: Triage Nurse tasks: -Search for Patient name -Bring up patient chart -Update Med w/ refill (commit & phone in)
Note on R9: Medical Records Clerk tasks: -The medical records clerk does inquiries and reports, assume one per patient visit.
Note on R10: Administrative tasks: -View schedule report -View patient profile report -View accounts receivable report -View production analysis report -View financial summary report
Note on R11: Typical printing tasks: -Enc forms[Gen Visit w/ Advisor or CCC*V8] (1/sched pat) -Prescriptions ( 3 / hour / MD ) -Full chart [loaded] ( 2 / hour / MD ) -Chart summary [loaded] -Full chart [sparsely populated] ( 2 / hour / MD ) -Chart summary [sparsely populated] -Fee Slip / Superbill ( 1 / pat. )
Note on R12: Typical printing tasks for other users: -Fee Slip / Superbill ( 1 / pat. ): Assumed that only 1/2 of the non-clinical users with the exception of the Triage Nurse will typically print some type of report or document. In this case the Fee slip / superbill is selected as a representative document / report size.
Note on R13: Application Invoke (typically once per day per user) 1st time Login / Logout (typically once per day per following user: FD*, RC, BC, Rx, MRC, OM)

## Changelog (hidden)
Who | What | When
Abhijit Warke | 12.3 Update
Abhijit Warke | V19 Update
Abhijit Warke | V20 Update
John Waldeck | Changed CPS to athenaPractice, added some numeric field validation | 2020-06-02
John Waldeck | Changed in Addon tab, ERX version needed for V20 from 4.4.1 to 4.4.2 per Christy Grace | 2020-06-23
John Waldeck | Added Citrix Workspace 2008 per engineering and updated required Erx version to 4.4.3 per Org Readiness | 2020-09-24

## Warnings (hidden)
Tab-Row | Data Status |  |  |  | Component | In Spec? | Details
Clinical Info-Row 6 | Missing |  | need to make sure they cannot enter blanks |  | Windows Server Version for Servers/VM's | Info Needed | See Database Server Info tab cell L9
Clinical Info-Row 7 | Missing |  | need to make sure they cannot enter blanks |  | Single Server for DB and App Servers | Info Needed | See Database Server Info tab cell K4
Clinical Info-Row 8 | Missing |  |  |  | DB Server VM # vCPUs | Info Needed | See Virtualized Config Checklist tab cell D5
Clinical Info-Row 9 | Missing |  |  |  | DB Server VMRAM (GB) | Info Needed | See Virtualized Config Checklist tab cell D6
Clinical Info-Row 10 | Missing |  |  |  | DB Server VM Disk Storage (GB) | Info Needed | See Virtualized Config Checklist tab cell D7
Clinical Info-Row 11 | Missing |  |  |  | Application Server VM # vCPUs | Info Needed | See Virtualized Config Checklist tab cell H5
Clinical Info-Row 12 | Missing |  | need to make sure they cannot enter blanks |  | Application Server VMRAM (GB) | Info Needed | See Virtualized Config Checklist tab cell H6
Clinical Info-Row 13 | Missing |  | need to make sure they cannot enter blanks |  | Application Server VM Disk Storage (GB) | Info Needed | See Virtualized Config Checklist tab cell H7
Clinical Info-Row 14 | Complete |  |  |  | Citrix/Terminal Service Server VM # vCPUs | Info Needed | See Virtualized Config Checklist tab cell M5
Clinical Info-Row 15 | Missing | may not be needed |  |  | Citrix/Terminal Service Server VMRAM (GB) | Info Needed | See Virtualized Config Checklist tab cell M6
Clinical Info-Row 16 | Missing | may not be needed |  |  | Citrix/Terminal Service Server VM Disk Storage (GB) | Info Needed | See Virtualized Config Checklist tab cell M7
Clinical Info-Row 17 | #REF! | may not be needed |  |  | Citrix/Terminal Service Server VM Allocated Users | Info Needed | See Virtualized Config Checklist tab cell M8
Clinical Info-Row 18 | Missing | may not be needed |  |  | DB VM Host CPUs Oversubscribed? | Info Needed | See Virtualized Config Checklist tab cell B30
Database Server Info-Row3 | Missing |  | need to make sure they cannot enter blanks |  | DB VM Host RAM Oversubscribed? | Info Needed | See Virtualized Config Checklist tab cell B31
Database Server Info-Row4 | Missing |  | need to make sure they cannot enter blanks |  | Citrix VM Host Oversubscribed? | Info Needed | See Virtualized Config Checklist tab cell B32
Database Server Info-Row5 | Missing |  |  |  | App/JBoss VM Host CPUs Oversubscribed? | Info Needed | See Virtualized Config Checklist tab cell B39
Database Server Info-Row7 | Missing |  | need to make sure they cannot enter blanks |  | App/JBoss VM Host RAM Oversubscribed? | Info Needed | See Virtualized Config Checklist tab cell B40
Database Server Info-Row8 | Missing |  |  |  | DB VM Host Processor Model | Info Needed | See Virtualized Config Checklist tab cell I29
Database Server Info-Row9 | Missing |  | need to make sure they cannot enter blanks |  | App/JBoss VM Host Processor Model | Info Needed | See Virtualized Config Checklist tab cell I38
Database Server Info-Row10 | Missing |  |  |  | Physical DB Server Disk RPM Speed | Info Needed | See Physical Config Checklist tab cell B9
Citrix or Terminal Servers Info-Row3 | Missing |  | need to make sure they cannot enter blanks |  | Physical DB Server CPU Model | Info Needed | See Physical Config Checklist tab cell D12
Citrix or Terminal Servers Info-Row5 | Missing | may not be needed | need to make sure they cannot enter blanks |  | Physical DB Server RAM | Info Needed | See Physical Config Checklist tab cell D13
Citrix or Terminal Servers Info-Row6 | Missing | may not be needed |  |  | Physical DB Server Operating System | Info Needed | See Physical Config Checklist tab cell D14
Citrix or Terminal Servers Info-Row7 | Missing | may not be needed |  |  | Physical DB Server Usable Disk Space | Info Needed | See Physical Config Checklist tab cell D15
Citrix or Terminal Servers Info-Row8 | Missing | may not be needed |  |  | Physical DB Server Raid Level | Info Needed | See Physical Config Checklist tab cell D16
Citrix or Terminal Servers Info-Row9 | Missing | may not be needed | need to make sure they cannot enter blanks | is this conditional on another cell? | Physical DB Server CPU Core Count | Info Needed | See Physical Config Checklist tab cell D18
Citrix or Terminal Servers Info-Row19 | Missing | may not be needed |  |  | Physical App Server CPU Model | Info Needed | See Physical Config Checklist tab cell D25
Citrix or Terminal Servers Info-Row20 | Missing | may not be needed |  |  | Physical App Server RAM | Info Needed | See Physical Config Checklist tab cell D26
Citrix or Terminal Servers Info-Row21F | Complete | may not be needed |  |  | Physical App Server Operating System | Info Needed | See Physical Config Checklist tab cell D27
Citrix or Terminal Servers Info-Row21H | Missing | may not be needed |  |  | Physical App Server CPU Core Count | Info Needed | See Physical Config Checklist tab cell D28
Virtualized Config Checklist-Row5C | Missing |  |  |  | Physical Citrix or Win Trm Svr CPU Model | Info Needed | See Physical Config Checklist tab cell N10
Virtualized Config Checklist-Row6C | Missing |  |  |  | Physical Citrix or Win Trm Svr RAM | Info Needed | See Physical Config Checklist tab cell N11
Virtualized Config Checklist-Row7C | Missing |  |  |  | Physical Citrix or Win Trm Svr Operating System | Info Needed | See Physical Config Checklist tab cell N12
Virtualized Config Checklist-Row5H | Missing |  |  |  | Physical Citrix or Win Trm Svr Usable Disk Space | Info Needed | See Physical Config Checklist tab cell N13
Virtualized Config Checklist-Row6H | Missing |  |  |  | Physical Citrix or Win Trm Svr Raid Level | Info Needed | See Physical Config Checklist tab cell N14
Virtualized Config Checklist-Row7H | Missing |  |  |  | Physical Citrix or Win Trm Svr Terms per Server | Info Needed | See Physical Config Checklist tab cell N16
Virtualized Config Checklist-Row5M | Missing |  |  |  | Physical Citrix or Win Trm Svr Terminal Count | Info Needed | See Physical Config Checklist tab cell N17
Virtualized Config Checklist-Row6M | Missing |  |  |  | Physical Citrix or Win Trm Svr CPU Core Count | Info Needed | See Physical Config Checklist tab cell N18
Virtualized Config Checklist-Row7M | Missing |  |  |  | Physical DB/App Server Disk RPM Speed | Info Needed | See Physical Config Checklist tab cell G9
Virtualized Config Checklist-Row8M | Missing |  |  |  | Physical DB/App Server CPU Model | Info Needed | See Physical Config Checklist tab cell I12
Virtualized Config Checklist-Row15D | Missing | this required |  |  | Physical DB/App Server RAM | Info Needed | See Physical Config Checklist tab cell I13
Virtualized Config Checklist-Row16D | Missing | this required |  |  | Physical DB/App Server Operating System | Info Needed | See Physical Config Checklist tab cell I14
Virtualized Config Checklist-Row17D | Missing | this required | need to make sure they cannot enter blanks |  | Physical DB/App Server Usable Disk Space | Info Needed | See Physical Config Checklist tab cell I15
Virtualized Config Checklist-Row18D | Missing | this required |  |  | Physical DB/App Server Raid Level | Info Needed | See Physical Config Checklist tab cell I16
Virtualized Config Checklist-Row19D | Missing | this required |  |  | Physical DB/App Server CPU Core Count | Info Needed | See Physical Config Checklist tab cell I18
Virtualized Config Checklist-Row15I | Missing | this required
Virtualized Config Checklist-Row16I | Missing | this required
Virtualized Config Checklist-Row17I | Missing | this required
Virtualized Config Checklist-Row18I | Complete | this required
Virtualized Config Checklist-Row15N | Complete | this required | need to make sure they cannot enter blanks
Virtualized Config Checklist-Row16N | Complete | this required | need to make sure they cannot enter blanks
Virtualized Config Checklist-Row18N | Missing | this required
Physical Config Checklist-RowB4 | N/A | this required
Physical Config Checklist-RowB5 | N/A
Physical Config Checklist-RowB6 | N/A
Physical Config Checklist-RowB7 | N/A
Physical Config Checklist-RowB8 | N/A
Physical Config Checklist-RowB9 | N/A
Physical Config Checklist-RowB10 | N/A
Physical Config Checklist-RowB12 | N/A
Physical Config Checklist-RowB13 | N/A
Physical Config Checklist-RowB14 | N/A
Physical Config Checklist-RowB15 | N/A
Physical Config Checklist-RowB16 | N/A
Physical Config Checklist-RowG4 | N/A
Physical Config Checklist-RowG5 | N/A
Physical Config Checklist-RowG6 | N/A
Physical Config Checklist-RowG8 | N/A
Physical Config Checklist-RowG9 | N/A
Physical Config Checklist-RowG10 | N/A
Physical Config Checklist-RowL4 | N/A
Physical Config Checklist-RowL5 | N/A
Physical Config Checklist-RowL6 | N/A
Physical Config Checklist-RowL7 | N/A
Physical Config Checklist-RowL8 | N/A
Physical Config Checklist-RowL10 | N/A
Physical Config Checklist-RowL11 | N/A
Physical Config Checklist-RowL12 | N/A
Physical Config Checklist-RowL13 | N/A
Physical Config Checklist-RowL14 | N/A
Physical Config Checklist-RowL15 | N/A
Physical Config Checklist-RowL16 | N/A
Physical Config Checklist-RowL17 | N/A